## Data
Qty. Available | Vendor Part Number | Description | Item Class | SELL PRICE EA
73 | 048C17D11016 | 1/3 DP1800RI48 115/230CS1P | 1 Phase Motors | 163.2558
25 | 34F911R213G1 | 1/3 DP1800RI48 115/230CS1P | 1 Phase Motors | 112.7907
20 | 00318ES1DFD182T-S | WEG 3HP, TEFC, 1800RPM, 230 VOLTS, 1 PHASE, 182T FRAME, FOOTED, ROLLED STEEL, FARM DUTY | 1 Phase Motors | 415.8605
17 | 11493300 | 1 TE1800RI56 115/230 1P | 1 Phase Motors | 369.1395
17 | FDL3514TM | 1.5 TE1800RI145T 115/230CS1P | 1 Phase Motors | 265.7182
12 | 102932.00 | LEESON 1/3 TE1800RI56 115/208-230CS1P | 1 Phase Motors | 85.1977
11 | K311M2 | K311M2 | 1 Phase Motors | 885.2674
10 | L3516T | ABB/BALDOR 2HP, TEFC, 1800RPM, 115/230 VOLTS, 1 PHASE, 145T FRAME, FOOTED, GENERAL PURPOSE | 1 Phase Motors | 612.4721
10 | ST0034 | 3 TE1800RI182T 230 1P | 1 Phase Motors | 311.0465
9 | 184TTDBD6040 | 5 DP1800RD184TC BRK 230/460 | 1 Phase Motors | 927.3372
9 | A786B-2 | 21166 AIRMASTER FLOOR BASE | 1 Phase Motors | 211.6744
8 | AR2054 | AR2054 | 1 Phase Motors | 455.9651
7 | 486A | 1/4 TE1140RD48Y 2-SPD 115PS1P | 1 Phase Motors | 171.4635
6 | 006195.01 | LEESON SWTICH, CENTRIFUGAL, 2 POLE | 1 Phase Motors | 6.0349
6 | D672B | Fasco | 1 Phase Motors | 110.9884
5 | .7512ES1B56-S | WEG 3/4HP, TEFC, 1200RPM, 208-230/460 VOLTS, 3 PHASE, 56 FRAME, FOOTED, ROLLED STEEL, GENERAL PURPOSE | 1 Phase Motors | 337.1047
5 | 00158XS1C56HC | WEG 1 1/2HP, TEFC, 1800RPM, 208-230 VOLTS, 3 PHASE, 56HC FRAME, FOOTED, EXPLOSION PROOF | 1 Phase Motors | 802.4651
5 | C1404 | C1404 | 1 Phase Motors | 542.7907
5 | C312 | CENTURY | 1 Phase Motors | 284.0349
5 | DC105 | DC105 | 1 Phase Motors | 470.186
5 | F182T3S4CMO | 3 TE1800RI182T 208-230/460CS | 1 Phase Motors | 420.5116
5 | FDL3732M | 7.5 TE1800RI215 230CS1P | 1 Phase Motors | 1263.6512
5 | FSE1036SV1 | FSE1036SV1 | 1 Phase Motors | 280.4698
5 | UB09CCLA2F | UB09CCLA2F | 1 Phase Motors | 149.3488
4 | 1-2030AP | 1-2030AP | 1 Phase Motors | 90.0465
4 | 48A | CENTURY | 1 Phase Motors | 153.7093
4 | 668A | CENTURY | 1 Phase Motors | 197.2093
4 | C044A | C044A | 1 Phase Motors | 174.6134
4 | C24B1 | C24B1 | 1 Phase Motors | 174.4186
4 | D338 | 1/6 DP1550RD4.4 115SQ1P1 | 1 Phase Motors | 91.1395
4 | FDL3731M | FDL3731M | 1 Phase Motors | 644.9884
4 | FSE1016SV1 | CENTURY MOTOR 1/6 HP 230 VOLT 1075 RPM | 1 Phase Motors | 369.2093
4 | RS1024A | RS1024A | 1 Phase Motors | 58.9884
4 | UB09CCH2F | UB09CCH2F | 1 Phase Motors | 121.4884
4 | VL3503 | VL3503 | 1 Phase Motors | 249.593
3 | 141427.00 | 7.5 TE1800RI215TZ 230CS1P | 1 Phase Motors | 1128.5233
3 | 48A11T2023 | 1/2 TE1075RI48Z 115/230PS1P | 1 Phase Motors | 165.2326
3 | B582 | B582 | 1 Phase Motors | 546.4264
3 | C317V1 | CENTURY 1 1/2HP, TEFC, 1800RPM, 230 VOLTS, SINGLE PHASE, M56Y FRAME, FOOTED, GRAIN STIRRING MOTOR | 1 Phase Motors | 420.907
3 | FD1018215T | WORLDWIDE 10HP, TEFC,1800RPM, 208-230 VOLTS, 1 PHASE, 215T FRAME, FOOTED | 1 Phase Motors | 813.5116
3 | SQ1052 | .5 TE3600RB48Y 115/230 SQ1P | 1 Phase Motors | 187.6744
3 | T1152 | 1.5 DP3600RI56J 115/230SQ1P1 | 1 Phase Motors | 329.3876
3 | U276 | 50W 1500RPM 230V 1PH SAHDED PO | 1 Phase Motors | 112.7326
2 | 32 | 32 | 1 Phase Motors | 40.093
2 | 96 | 96 | 1 Phase Motors | 147.6744
2 | 390 | CENTURY NLA | 1 Phase Motors | 427.7674
2 | 9721 | 9721 | 1 Phase Motors | 60.4302
2 | 9722 | 9722 | 1 Phase Motors | 200.7442
2 | 114637.00 | LEESON 2HP WD3600RI56HC 115/230CS1P | 1 Phase Motors | 694.3721
2 | 116488 | 1 TE1800RI56C 115/230SQ1P1 | 1 Phase Motors | 382.5
2 | 141430.00 | LEESON 10 DP1800RI215TZ 230 CS1P | 1 Phase Motors | 580.6977
2 | 14022300 | 5 TE1800RI215TZ2301P MAN FARM | 1 Phase Motors | 481.2791
2 | 00236ES1BJP56C-S | WEG 2HP, TEFC, 3600RPM, 115/230 VOLTS, 1 PHASE, 56C FRAME, FOOTED, ROLLED STEEL, JET PUMP | 1 Phase Motors | 212.3605
2 | 01018OS1CCD215T | 10 DP1800RI215T 230CS1P | 1 Phase Motors | 829.593
2 | 01218ES1DFD215T | 12 1/2HP TE1800RI213/5T230 1P | 1 Phase Motors | 738.5698
2 | 495B | CENTURY | 1 Phase Motors | 387.3023
2 | 4M299BG | 4M299BG | 1 Phase Motors | 154.6512
2 | 5KC48UN6052 | 1/2 DP1200RS56 115/230CS1P | 1 Phase Motors | 261.2209
2 | 9432A | 1/4 AO1075RD48Y 277SP1PH 3SPD | 1 Phase Motors | 232.5116
2 | C047A | C047A | 1 Phase Motors | 226.9651
2 | C595 | C595 | 1 Phase Motors | 562.3256
2 | C724 | C724 | 1 Phase Motors | 393.3605
2 | D0042 | Fasco | 1 Phase Motors | 163.814
2 | D032A | D032A | 1 Phase Motors | 53.1512
2 | D1036 | D1036 | 1 Phase Motors | 96.6512
2 | D120 | Fasco | 1 Phase Motors | 116.9535
2 | D213 | FASCO 1/16HP, OAO, 3000RPM, 115 VOLTS, SINGLE PHASE, SINGLE SPEED FAN AND BLOWER MOTOR, 3.3" DIAMETER | 1 Phase Motors | 112.7151
2 | D329 | Fasco | 1 Phase Motors | 320.2791
2 | D515 | Fasco | 1 Phase Motors | 55.5814
2 | FD13BM2PZYR | NIDEC/US MOTORS (EMERSON) FD13BM2PZYR | 1 Phase Motors | 161.1512
2 | FDL3501M | FDL3501M | 1 Phase Motors | 167.5
2 | FDL3504M | 1/2 TE1800RI56 115/230CS1P | 1 Phase Motors | 336.25
2 | FDL6002A | FDL6002A | 1 Phase Motors | 131.2209
2 | FE1036SF | CENTURY | 1 Phase Motors | 117.1512
2 | FEH1036SF | FEH1036SF | 1 Phase Motors | 174.814
2 | FS1024S | FS1024S | 1 Phase Motors | 225.0174
2 | FS1026S | century | 1 Phase Motors | 188.186
2 | GHV0024C | 2 TE1800RD56C 230/4603P | 1 Phase Motors | 264.7674
2 | GSL3509M | ABB/BALDOR 1.5HP, TEFC, 1735RPM, 208-230 VOLTS, 1 PHASE, 56Z FRAME, FOOT MOUNT, GRAIN STIRRING | 1 Phase Motors | 519.0581
2 | MARS 10463 | 1/6-1/2 1075 115V BLOWER MOTOR | 1 Phase Motors | 88.2442
2 | OBG2004 | OBG2004 | 1 Phase Motors | 209.6802
1 | 11 | 11 | 1 Phase Motors | 48.4651
1 | 24 | 24 | 1 Phase Motors | 58
1 | 25 | 25 | 1 Phase Motors | 59.3256
1 | 248 | 248 | 1 Phase Motors | 74.9651
1 | 256 | 256 | 1 Phase Motors | 97.6977
1 | 258 | CENTURY 50 WATT REFRIGERATION MOTOR, 1500RPM, 115 VOLTS, UNIT BEARING, TEAO | 1 Phase Motors | 168.8372
1 | 261 | 261 | 1 Phase Motors | 105.4302
1 | 371 | FASCO NLA | 1 Phase Motors | 368.5581
1 | 543 | CENTURY 1/15-1/20-1/25HP, OPEN, 1550RPM, 115 VOLTS, SINGLE PHASE, 3 SPEED OEM REPLACEMENT MOTOR, 4.4" DIAMETER | 1 Phase Motors | 163.0581
1 | 599 | CENTURY NLA | 1 Phase Motors | 260.6279
1 | 609 | CENTURY 1/10HP, OAO, 1050RPM, 115/230 VOLTS, SINGLE PHASE, 42 FRAME, REFRIGERATION MOTOR | 1 Phase Motors | 182.8605
1 | 674 | 674 | 1 Phase Motors | 87.9535
1 | 711 | 711 | 1 Phase Motors | 87.7209
1 | 736 | 736 | 1 Phase Motors | 94.3256
1 | 9665 | 9665 | 1 Phase Motors | 110.5698
1 | 82260 | 82260 | 1 Phase Motors | 47.9302
1 | 90766 | 90766 | 1 Phase Motors | 121.0349
1 | 110908.00 | LEESON 1HP, TEFC, 1725RPM, 115/230 VOLTS, 1 PHASE, 56C FRAME, BASE, | 1 Phase Motors | 501.5233
1 | 113958 | LEESON 1.5HP, TEFC, 3600RPM, 115/230 VOLTS, 1 PHASE, 56J FRAME, FOOTED | 1 Phase Motors | 440.5116
1 | 116345.00 | 1/2 WD1800RI56H 208/230SQ1P | 1 Phase Motors | 732.6512
1 | 120043 | 1 TE1200RI145T 115/230CS1P | 1 Phase Motors | 444.5349
1 | 141432.00 | 5hp, TEFC, 1800rpm, 230 volts, 1 Phase, 215TZ Frame, Crop Dryer Motor | 1 Phase Motors | 997.3256
1 | 141434.00 | 7.5 TE1800RI215T 230CS1P | 1 Phase Motors | 694.8605
1 | 169201 | 169201 | 1 Phase Motors | 755.814
1 | 191872.00 | LEESON 1/4HP, TENV, 1800RPM, 115/230 VOLTS, 1 PHASE, 48Y FRAME, PEDESTAL FAN MOTOR | 1 Phase Motors | 201.0698
1 | 11008700 | LEESON 3/4HP, TEFC, 1800RPM, 115/230 VOLTS, 1 PHASE, 56 FRAME, AGRICULTURAL MOTOR | 1 Phase Motors | 307.2442
1 | 11030800 | LEESON 3/4HP, TEFC, 1800RPM, 115/230 VOLTS, 1 PHASE, 56 FRAME, FOOTED, AGRICULTURAL MOTOR | 1 Phase Motors | 416.3372
1 | 11909100 | 2 DP3600RI56J 115/230 CS1P | 1 Phase Motors | 268.4186
1 | 14139300 | 10 TE1800RI215T2301P G DRYER | 1 Phase Motors | 1090.5698
1 | 97005011 | BROAN 97005011 | 1 Phase Motors | 58.1395
1 | .2518OT1BW56-S | WEG 1/4HP, ODP, 1800RPM, 115/230 VOLTS, 1 PHASE, 56 FRAME, FOOTED, GENERAL PURPOSE | 1 Phase Motors | 121.907
1 | .3336ES1BW56-S | WEG 1/3HP, TEFC, 3600RPM, 115/230 VOLTS, 1 PHASE, W56 FRAME, FOOTED, ROLLED STEEL, GENERAL PURPOSE | 1 Phase Motors | 130.0814
1 | .5012ES3E56C-S | WEG 1/2HP, TEFC, 1200RPM, 230/460 VOLTS, 3 PHASE, 56C FRAME, FOOTED, ROLLED STEEL, GENERAL PURPOSE | 1 Phase Motors | 222.5581
1 | 00156OS1BJPR56J-S | WEG 1 1/2HP, ODP, 3600RPM, 115/230 VOLTS, 1 PHASE, 56J FRAME, FOOTLESS, ROLLED STEEL, JET PUMP | 1 Phase Motors | 186.1163
1 | 00336OS1CCD56-S | WEG 3HP, ODP, 3600RPM, 208-230 VOLTS, 1 PHASE, 56H FRAME, FOOTED, ROLLED STEEL, COMPRESSOR DUTY | 1 Phase Motors | 218.5116
1 | 0547A | CENTURY 1/8HP OAO 700RPM SINGLE PHASE 48 FRAME OEM REPLACEMENT MOTOR | 1 Phase Motors | 128.0349
1 | 144A | 144A | 1 Phase Motors | 193.6163
1 | 148A | CENTURY | 1 Phase Motors | 231.5349
1 | 149A | CENTURY 1/2HP, 1/3HP, 1/4HP, SEMI ENCLOSED, 1075RPM, 208-230 VOLTS, SINGLE PHASE, FOOTLESS, 3 SPEED FAN AND BLOWER MOTOR | 1 Phase Motors | 287.0581
1 | 182TCDW7001 | 3 DP3600RI182T 115/230CS1P | 1 Phase Motors | 272.2558
1 | 215TBDW7026 | 7.5 DP1800RI215T 208/230CS1P | 1 Phase Motors | 461.2093
1 | 399A | CENTURY | 1 Phase Motors | 214.0465
1 | 3M778D | 3M778D | 1 Phase Motors | 80.6395
1 | 435A | 435A | 1 Phase Motors | 193.1744
1 | 48A11O787 | .75 HP, OPAO, 1075 RPM, 115 VOLT, 1 PHASE, 48Y, EXTENDED STUD, | 1 Phase Motors | 160.814
1 | 48S17D11042 | 1/3 DP18RS115/230CS48Y1P | 1 Phase Motors | 169.9884
1 | 4M222D | 4M222D | 1 Phase Motors | 29.7093
1 | 56C17D2073 | 3/4 DP1800RS56 115/230SQ1P | 1 Phase Motors | 256.1047
1 | 56C17F5324 | 1/3 TE1800RI56 115/230CS1P | 1 Phase Motors | 98.8372
1 | 5KC46GN0251 | 0/2 DP1800RS56 115/230 | 1 Phase Motors | 270.6744
1 | 5KC46LN0149X | 3/4 DP1800RS56 115/230CS1P | 1 Phase Motors | 192.9186
1 | 5KC49NN2140X | LEESON 1.5HP, TEFC, 3600RPM, 115/208-230 VOLTS, 1 PHASE, 56 FRAME, GENERAL PURPOSE PUMP MOTOR | 1 Phase Motors | 312.7326
1 | 5KC49TN0034X | 1 TE1800RI56 115/230CS1P | 1 Phase Motors | 227.4535
1 | 5KC49TN0067 | 1 TE1800RI56HC 115/230 | 1 Phase Motors | 322.3256
1 | 5KCR49SN3009 | MARATHON, 1/.33HP, DP, 1725/1140 RPM, 115VOLTS, 1PH, 56FRAME, FOOTED | 1 Phase Motors | 591.6977
1 | 5KH33JNA500S | 1/3 TE1800RS48 115/230SQ1P3 | 1 Phase Motors | 150.9651
1 | 6128VE | BODINE 6128VE | 1 Phase Motors | 473.0698
1 | 730A | 730A | 1 Phase Motors | 280.407
1 | 782A | 782A | 1 Phase Motors | 302.2442
1 | 791A | CENTURY 3/4HP, TEAO, 1075RPM, 460 VOLTS, 1 PHASE, 48 FRAME, 1 SPEED, CONDENSER FAN MOTOR | 1 Phase Motors | 255.814
1 | ANFL3514M | 1.5 TE18RI56YZ115/230CS1P3 | 1 Phase Motors | 530.593
1 | B2852 | B2852 | 1 Phase Motors | 182.4302
1 | B2859 | B2859 | 1 Phase Motors | 358.5116
1 | B307 | LEESON, .50HP, 1PH, 60HZ, 115V, 1800 RPM, 48Y FRAME, DP, FAN & BLOWER MOTOR | 1 Phase Motors | 348.8372
1 | B512 | B512 | 1 Phase Motors | 133.3953
1 | B585 | B585 | 1 Phase Motors | 370.9535
1 | B590 | B590 | 1 Phase Motors | 242.3372
1 | B890 | B890 | 1 Phase Motors | 246.1977
1 | BF1072 | BF1072 | 1 Phase Motors | 346.1744
1 | BF2054 | BF2054 | 1 Phase Motors | 183.4651
1 | BV90 | BV90 | 1 Phase Motors | 163.5581
1 | BV91 | BV91 | 1 Phase Motors | 131.4186
1 | C032 | C032 | 1 Phase Motors | 623.0465
1 | C105L | C105L | 1 Phase Motors | 269.5349
1 | C1469 | C1469 | 1 Phase Motors | 324.5233
1 | C155 | C155 | 1 Phase Motors | 218.9535
1 | C216 | C216 | 1 Phase Motors | 207.3488
1 | C593 | CENTURY | 1 Phase Motors | 335.9535
1 | C771 | CENTURY 1 1/2HP, OPEN, 1200RPM, 460/200-230 VOLTS, P56Y FRAME, SINGLE PHASE CONDENSER FAN MOTOR | 1 Phase Motors | 421.1395
1 | C830V1 | 1 TE1800RI56HC 115/230SQ1P | 1 Phase Motors | 263.4651
1 | CJL3501A | 1/3 TE1800RI56J 115/230SQ1P | 1 Phase Motors | 293.5
1 | CL3509 | ABB/BALDOR 1HP, TEFC, 3600RPM, 115/230 VOLTS, 1 PHASE, 56C FRAME, FOOTED , GENERAL PURPOSE | 1 Phase Motors | 277.6744
1 | CL3514 | 1.5 TE1800RI56C 115/230CS1P | 1 Phase Motors | 462.6047
1 | CS130 | CS130 | 1 Phase Motors | 130.2326
1 | CS8123 | SCHAEFER 1/2HP, TEAO, 700/825RPM, 230/460 VOLTS, 48YZ FRAME, 3 PHASE, 5/8" SHAFT, 50/60HZ | 1 Phase Motors | 219.3023
1 | D033 | D033 | 1 Phase Motors | 62.3953
1 | D0562 | D0562 | 1 Phase Motors | 113.2093
1 | D1026 | D1026 | 1 Phase Motors | 96.5116
1 | D1039 | Fasco D1039 Motor ¦ 1/10 hp 1610 RPM CCW 4.4" Diameter 115 Volts | 1 Phase Motors | 232.1744
1 | D109 | FASCO 1/15HP, OAO, 1600RPM, 120 VOLTS, SINGLE PHASE, SINGLE SPEED FAN AND BLOWER MOTOR, 3.3" DIAMETER | 1 Phase Motors | 75.3488
1 | D127 | Fasco | 1 Phase Motors | 66.7209
1 | D137 | Fasco | 1 Phase Motors | 135.3953
1 | D167 | Fasco | 1 Phase Motors | 109.1977
1 | D208 | D208 | 1 Phase Motors | 59.314
1 | D215 | FASCO 1/20HP, TEFC, 3000RPM, 115/230 VOLTS, SINGLE PHASE, FOOTLESS, SINGLE SPEED FAN AND BLOWER MOTOR, 3.3" DIAMETER, 12" LEADS, 5/16" DIAMETER SHAFT WITH FLAT | 1 Phase Motors | 186.4651
1 | D323 | Fasco | 1 Phase Motors | 119.7907
1 | D336 | FASCO 1/10-1/15-1/25HP, OAO, 1550RPM, 115 VOLTS, 1 PHASE, FOOTLESS, REVSERSIBLE, FAN COIL / AIR CONDITIONER MOTOR | 1 Phase Motors | 212.8372
1 | D351 | Fasco | 1 Phase Motors | 161.8488
1 | D410 | Fasco | 1 Phase Motors | 319.1628
1 | D412 | D412 | 1 Phase Motors | 336.6628
1 | D456 | D456 | 1 Phase Motors | 116.1279
1 | D457 | Fasco | 1 Phase Motors | 191.3837
1 | D482 | D482 | 1 Phase Motors | 158.0465
1 | D514 | Fasco | 1 Phase Motors | 75
1 | D540 | Fasco | 1 Phase Motors | 79.686
1 | D541 | Fasco | 1 Phase Motors | 81.2907
1 | D636 | 1/25 AO1500RD3.3 230 | 1 Phase Motors | 163.9419
1 | DL001 | DL001 | 1 Phase Motors | 102.5
1 | EL2002 | century | 1 Phase Motors | 163.4302
1 | EM3550T | ABB/BALDOR 1 1/2HP, TEFC, 3600RPM, 230/460 VOLTS, 3 PHASE, 143T FRAME, FOOTED, GENERAL PURPOSE | 1 Phase Motors | 501.6279
1 | F1038 | CENTURY 1/3HP, SEMI ENCLOSED, 825RPM, 208-230 VOLTS, 48 FRAME, SINGLE PHASE CONDENSER FAN MOTOR | 1 Phase Motors | 246.6395
1 | F1076SV1 | F1076SV1 | 1 Phase Motors | 140.9651
1 | F394 | CENTURY | 1 Phase Motors | 205.7791
1 | F684 | CENTURY | 1 Phase Motors | 309.6395
1 | FD2CM2P18 | 2 TE1800RI182T 115/230CS1P | 1 Phase Motors | 323.1628
1 | FDL1034 | CENTURY, CENTURY, 1/3HP, OPEN, 1625RPM, 115 VOLTS, 1 PHASE, 48 FRAME, FAN & BLOWER MOTOR | 1 Phase Motors | 163.4651
1 | FDL3507M | BALDOR 0.75HP, TEFC, 1725RPM, 115/230 VOLTS, 1 PHASE, 56 FRAME, GENERAL PURPOSE FARM DUTY | 1 Phase Motors | 400.8721
1 | FDL3516TM | 2 TE1800RI56HZ 230CS1P | 1 Phase Motors | 387.7442
1 | FDL3610M | 3 TE1800RI184 230 CS1P | 1 Phase Motors | 510.3488
1 | FDL3611TM | FDL3611TM | 1 Phase Motors | 763.5465
1 | FDU5CM2K21Z | FDU5CM2K21Z | 1 Phase Motors | 810.7558
1 | FM1.51856 | 1.5 TE180RI56H 115/230SQ1P | 1 Phase Motors | 197.186
1 | FS1056S | century | 1 Phase Motors | 113.7326
1 | H667 | H667 | 1 Phase Motors | 226.1395
1 | JM3461 | ABB/Baldor 1/2HP, TEFC, 1800RPM, 230/460 VOLTS, 3 PHASE, 56J FRAME, FOOTLESS, PUMP MOTOR | 1 Phase Motors | 188.5814
1 | K102C | 1HP, TEFC, 1800RPM, 115/230V, 1 PHASE, N143TC FRAME, FOOTED, GENERAL PURPOSE, FARM DUTY | 1 Phase Motors | 170.4884
1 | K321M2 | century | 1 Phase Motors | 1149.0233
1 | ORM5458 | ORM5458 | 1 Phase Motors | 58.0116
1 | QC1072 | CENTURY | 1 Phase Motors | 116.2791
1 | R3-R348 | ROTOM 0.066HP, ODP, 1550RPM, 100-115 VOLTS, 1 PHASE, 3.3" FRAME, 3 LUG, | 1 Phase Motors | 146.5116
1 | RB2014 | RB2014 | 1 Phase Motors | 48.8605
1 | S99080274 | BROAN S99080274 | 1 Phase Motors | 36.3256
1 | ST1202 | ST1202 | 1 Phase Motors | 276.6512
1 | US1026NB | 1/4 AO107548ZSQ1P | 1 Phase Motors | 177.2326
1 | V211M2 | V211M2 | 1 Phase Motors | 596.2442
1 | VEL11301 | ABB/BALDOR 1/3HP, ODP, 1800RPM, 115/230 VOLTS, 1 PHASE, 56C FRAME, FOOTLESS, GENERAL PURPOSE | 1 Phase Motors | 226.0465
1 | VFDL3514M | ABB 1.5 TE1800RI56C 115/230CS1P | 1 Phase Motors | 579.8488
1 | VL3506 | 3/4 TE3600RD56C 115/230SQ1P1 | 1 Phase Motors | 251.1628
1 | VM3543 | VM3543 | 1 Phase Motors | 392.9651
35 | 75002 C2030W | 75002 C2030W | 3 Phase Motors | 73.0233
33 | 145TTDR16527 | 2 DP1800RI145TC BRK 230/460 | 3 Phase Motors | 738.2791
33 | M9891 | GE/WOLONG 7 1/2HP, TEFC, 1800RPM, 460 VOLTS, 3 PHASE, 213TC FRAME, FOOTED, IEEE841 SEVERE DUTY | 3 Phase Motors | 708.9419
28 | WV012 | GE/WOLONG 10HP, TEFC, 1800RPM, 230/460 VOLTS, 3 PHASE, 215T FRAME, FOOTED, GENERAL PURPOSE | 3 Phase Motors | 446.593
24 | 9280009 | MARATHON C'BOX COVER | 3 Phase Motors | 129.0814
23 | 56T17W99015 | MARATHON 1HP, TEFC, 1800RPM, 230/460 VOLTS, 3 PHASE, 56C FRAME, FOOTED, GENERAL PURPOSE WASHDOWN | 3 Phase Motors | 271.407
21 | WV004 | GE/WOLONG 2HP, TEFC, 1800RPM, 230/460 VOLTS, 3 PHASE, 145T FRAME, FOOTED, GENERAL PURPOSE | 3 Phase Motors | 196.093
20 | WV104 | GE/WOLONG 2HP, TEFC, 1800RPM, 230/460 VOLTS, 3 PHASE, 145TC FRAME, FOOTED, GENERAL PURPOSE | 3 Phase Motors | 215.1163
19 | 21152 8CP-2B | 21152 8CP-2B | 3 Phase Motors | 104.8605
17 | 116747.00 | LEESON 2 TE1800RI56C 230/460SQ3P | 3 Phase Motors | 372.6744
15 | 056T17WD15331 | MARATHON 1 1/2HP, TEFC, 1800RPM, 230/460 VOLTS, 3 PHASE, 56C FRAME, FOOTED, GENERAL PURPOSE SS WASHDOWN | 3 Phase Motors | 334.0116
15 | WV108 | GE/WOLONG 5HP, TEFC, 1800RPM, 230/460 VOLTS, 3 PHASE, 184TC FRAME, FOOTED, GENERAL PURPOSE | 3 Phase Motors | 313.9535
13 | 00118ET3H143T-S | WEG 1HP, TEFC, 1800RPM, 575 VOLTS, 3 PHASE, 143T FRAME, FOOTED, ROLLED STEEL, GENERAL PURPOSE | 3 Phase Motors | 232.1628
12 | M500 | GE/WOLONG 2HP, TEFC, 1800RPM, 230/460 VOLTS, 3 PHASE, 145TC FRAME, FOOTED, SEVERE DUTY | 3 Phase Motors | 486.6279
12 | WV678 | GE/WOLONG 7 1/2HP, TEFC, 1800RPM, 230/460 VOLTS, 3 PHASE, 213T FRAME, FOOTED | 3 Phase Motors | 387.3837
12 | WV698 | GE/WOLONG 25HP, TEFC, 1800RPM, 230/460 VOLTS, 3 PHASE, 254T FRAME, FOOTED | 3 Phase Motors | 923.407
11 | 119468.00 | LEESON 1HP, TEFC, 1800RPM, 230/460 VOLTS, 3 PHASE, 56C FRAME, C-FACE, FOOTLESS, C6T17WC380A USDA-APPROVED WHITE EPOXY, IP55 | 3 Phase Motors | 581.686
11 | 184TTDW6026 | MARATHON - DISCONTINUED 5 DP1800RI184T 230/460SQ3P | 3 Phase Motors | 238.9767
11 | M9893 | GE/WOLONG 15HP, TEFC, 1800RPM, 460 VOLTS, 3 PHASE, 254TC FRAME, FOOTED, IEEE841 SEVERE DUTY | 3 Phase Motors | 983.4302
10 | 256TTDW16076 | 10 DP1200RI256JP 230/460SQ3P | 3 Phase Motors | 1290.314
10 | WV000 | GE/WOLONG 1HP, TEFC, 1800RPM, 230/460 VOLTS, 3 PHASE, 143T FRAME, FOOTED, GENERAL PURPOSE | 3 Phase Motors | 174.0233
10 | WV580 | GE/WOLONG 1HP, TEFC, 1800RPM, 230/460 VOLTS, 3 PHASE, 143TC FRAME, FOOTED | 3 Phase Motors | 189.8023
9 | 210TCFS | MARATHON C-FACE 210 FR TTFS TTFC TTTS | 3 Phase Motors | 51.7442
9 | CS802 | CS802 | 3 Phase Motors | 581.0233
9 | WV112 | GE/WOLONG 10HP, TEFC, 1800RPM, 230/460V, 3 PHASE, 215TC FRAME, FOOTED, GENERAL PURPOSE | 3 Phase Motors | 489.5349
8 | 119469.00 | LEESON 1.5 WD1800RD56C 230/460SQ3P | 3 Phase Motors | 600.9767
7 | 21017 642ACP3PD | 21017 642ACP3PD | 3 Phase Motors | 262.0698
7 | ST90SC8575B5HSH | .5 900RI90SCB5 575 80FR SHAFT | 3 Phase Motors | 1587.8605
7 | VK36 | VK36 | 3 Phase Motors | 398.8738
6 | 21070 AC24-G | 21070 AC24-G | 3 Phase Motors | 441.686
6 | 56T11F5309 | MARATHON 1/2HP, TEFC, 1200RPM, 230/460 VOLTS, 3 PHASE, 56C FRAME, FOOTED, GENERAL PURPOSE | 3 Phase Motors | 318.4884
6 | E-007628 | MOTOR ONLY 500# for Fox Valley Elevator | 3 Phase Motors | 553.686
6 | WV681 | GE/WOLONG 10HP, TEFC, 3600RPM, 230/460 VOLTS, 3 PHASE, 215T FRAME, FOOTED | 3 Phase Motors | 435.1163
5 | 132648.00 | 5 WD3600RD184TC 230/460SQ3PH | 3 Phase Motors | 1104.6512
5 | 1317100300 | MC-12A DC24V | 3 Phase Motors | 18.7442
5 | 00118ET3H56-S | WEG 1HP, TEFC, 1800RPM, 575 VOLTS, 3 PHASE, 56 FRAME, FOOTED, ROLLED STEEL, GENERAL PURPOSE | 3 Phase Motors | 225.2512
5 | 00518OT3E184JM-S | WEG 5HP, ODP, 1800RPM, 230/460 VOLTS, 3 PHASE, 184JM FRAME, FOOTED, ROLLED STEEL, JET PUMP | 3 Phase Motors | 384.8837
5 | 145TTFBD16027 | MARATHON 2HP, TEFC, 1800RPM, 230/460 VOLTS, 3 PHASE, 145T FRAME, FOOTED, GENERAL PURPOSE | 3 Phase Motors | 361.186
5 | 184THTY7726F2 | MARATHON 5HP, TENV, 1800RPM, 230/460 VOLTS, 3PH, 184TC FRAME FOOTED, BLACK MAX INVERTER DUTY, CONVERTED TO F2 MOUNTING. | 3 Phase Motors | 781.7442
5 | 21080 AC30-G | 21080 AC30-G | 3 Phase Motors | 986.5116
5 | WV593 | GE/WOLONG 7 1/2HP, TEFC, 1800RPM, 230/460 VOLTS, 3 PHASE, 213TC FRAME, FOOTED | 3 Phase Motors | 424.9419
5 | WV605 | GE/WOLONG 20HP, TEFC, 1800RPM, 230/460 VOLTS, 3 PHASE, 256TC FRAME, FOOTED | 3 Phase Motors | 883.3023
5 | WV649 | GE/WOLONG 1 1/2HP, TEFC, 1200RPM, 230/460 VOLTS, 3 PHASE, 182TC FRAME, FOOTED | 3 Phase Motors | 246.2326
5 | WV706 | GE/WOLONG 40HP, TEFC, 1800RPM, 230/460 VOLTS, 3 PHASE, 324T FRAME, FOOTED | 3 Phase Motors | 1437.9186
5 | WV771 | GE/WOLONG 5HP, TEFC, 1200RPM, 230/460 VOLTS, 3 PHASE, 215T FRAME, FOOTED | 3 Phase Motors | 409.5581
4 | 1001-A-98032-5 | INPRO-SEAL | 3 Phase Motors | 1462.7907
4 | 145TTFBD6027 | 1.5 TE1800RI145T 230/460 SQ3P | 3 Phase Motors | 354.1977
4 | 21105 30BA-1A | 21105 30BA-1A | 3 Phase Motors | 655.5349
4 | 5K49NN2046 | 2 DP3600RI56C 230/460SQ3P | 3 Phase Motors | 265.1163
4 | M3464 | ABB/BALDOR 3/4HP, TEFC, 1800RPM, 230/460 VOLTS, 3 PHASE, 48 FRAME, FOOTED, GENERAL PURPOSE | 3 Phase Motors | 198.4186
4 | M3538 | ABB/BALDOR 1/2HP, TEFC, 1800RPM, 230/460 VOLTS, 3 PHASE, 56 FRAME, FOOTED, GENERAL PURPOSE | 3 Phase Motors | 239.2674
4 | WV604 | GE/WOLONG 20HP, TEFC, 3600RPM, 230/460 VOLTS, 3 PHASE, 256TC FRAME, FOOTED | 3 Phase Motors | 875.3023
3 | 191202.00 | LEESON 1/3HP, TENV, 1800RPM, 230/460 VOLTS, 3 PHASE, 56C FRAME, FOOTLESS, STAINLESS STEEL | 3 Phase Motors | 476.3837
3 | 192017.00 | LEESON - DISONTINUED 1/4HP, TE3600RI63C 230/460SQ3P1 | 3 Phase Motors | 57.2442
3 | 14123200 | 5 TE1200RI215TC 230/460 3P | 3 Phase Motors | 756.314
3 | 19203500 | DISCONTINUED 1/2 TE1800RI71D B5 230/460IP55 | 3 Phase Motors | 128.7791
3 | .3318ES1BW56-S | WEG 1/3HP, TEFC, 1800RPM, 115/208-230 VOLTS, 1 PHASE, W56 FRAME, FOOTED, ROLLED STEEL, GENERAL PURPOSE | 3 Phase Motors | 143.1395
3 | 00212ET3E184T-W22 | WEG 2HP, TEFC, 1200RPM, 230/460 VOLTS, 3 PHASE, 184T FRAME, FOOTED, CAST IRON, GENERAL PURPOSE | 3 Phase Motors | 598.8372
3 | 056H17T5301 | MARATHON 1/2HP, TENV, 1800RPM, 230/460 VOLTS, 3 PHASE, 56C FRAME, FOOTED, BLACK MAX INVERTER DUTY Y531 | 3 Phase Motors | 697.6744
3 | 30CFO | Schaefer 30" OSHA Compliant Circulation Fan 30CFO, 115V, 9420 CFM | 3 Phase Motors | 348.8372
3 | 34-171 | ABB/BALDOR 34-171 | 3 Phase Motors | 38.7907
3 | 34-3903T | ABB/BALDOR C FACE KIT | 3 Phase Motors | 76.0581
3 | 34K3420255G1 | 3/4 TE3600RD56CZ 230/460SQ3P | 3 Phase Motors | 253.0233
3 | 35-8762 | ABB/BALDOR 35-8762 | 3 Phase Motors | 113.0271
3 | 56T34F99012 | 2 TE3600RI56HC 230/460SQ3P | 3 Phase Motors | 510.7326
3 | 56T8O15532 | 1 DP0850RD56Y 230/460SQ3P3 | 3 Phase Motors | 414.8605
3 | 5K46KN2172 | 1.5 DP3600RD56J 230/460SQ3P | 3 Phase Motors | 332.686
3 | CFSWDM3714T-E | ABB/BALDOR 10HP, TEFC, 1800RPM, 230/460 VOLTS, 3 PHASE, 215TC FRAME, FOOTED, FOOD SAFE, STAINLESS STEEL | 3 Phase Motors | 2558.1395
3 | EM2333T5 | ABB/BALDOR 15HP, TEFC, 1800RPM, 575 VOLTS, 3 PHASE, 254T FRAME, FOOTED, GENERAL PURPOSE | 3 Phase Motors | 571.1395
3 | EM31159 | ABB/BALDOR 1 1/2HP, ODP, 1200RPM, 230/460 VOLTS, 3 PHASE, 56 FRAME, FOOTED, GENERAL PURPOSE | 3 Phase Motors | 302.3256
3 | JL3506A | ABB/BALDOR 3/4HP, TEFC, 3600RPM, 115/230 VOLTS, 1 PHASE, 56J FRAME, FOOTLESS, JET PUMP | 3 Phase Motors | 327.4419
3 | JMSSEWDM3613T | ABB/BALDOR DISCONTINUED, ALTERNATE # JMFSWDM3613T-E | 3 Phase Motors | 844.186
3 | U15P2D | US/NIDEC 15HP, TEFC, 1800RPM, 230/460 VOLTS, 3 PHASE, 254T FRAME, FOOTED, GENERAL PURPOSE | 3 Phase Motors | 1223.0581
3 | UN12T2BC | US/NIDEC 1/2HP, TENV, 1800RPM, 230/460 VOLTS, 3 PHASE, 56C FRAME, FOOTED, VECTOR DUTY | 3 Phase Motors | 267.1395
3 | US2:51602572501 | ABB/SIEMENS C-FACE KIT 210 FRAME | 3 Phase Motors | 194.2907
3 | V4421 | GE/WOLONG 100HP, WPI, 1800RPM, 460 VOLTS, 3 PHASE, L404TP16 FRAME, VERTICAL HOLLOW SHAFT | 3 Phase Motors | 6391.8605
3 | V4470 | GE/WOLONG 75HP, WPI, 1800RPM, 230/460 VOLTS, 3 PHASE, L365TP16, VERTICAL FIRE PUMP | 3 Phase Motors | 4917.4419
3 | XT3034T | ABB/BALDOR 3HP, TEFC, 1800RPM, 208-230/460 VOLTS, 3 PHASE, 182T FRAME, FOOTED, GENERAL PURPOSE | 3 Phase Motors | 856.4186
2 | 103407.00 | 3/4HP LEESON SS IEC(31020001) | 3 Phase Motors | 608.0233
2 | 116761.00 | 2 TE1800RI56H 230/460SQ3P | 3 Phase Motors | 562.9186
2 | 191563.00 | LEESON 2HP, TEFC, 1800RPM, 230/460 VOLTS, 3 PHASE, 56HC FRAME, FOOTED, STAINLESS STEEL | 3 Phase Motors | 722.9535
2 | 192025.30 | DISCONTINUED 1/3 TE1800RI71D B5 230/460IP55 | 3 Phase Motors | 132.7558
2 | 9139561 | MARATHON FAN SHROUD | 3 Phase Motors | 8.1512
2 | 11461600 | 2 WD1800RD56C 230/460SQ3P1 | 3 Phase Motors | 361.3372
2 | .5536EP3EAL71 | WEG 3/4HP, TEFC, 3600RPM, 230/460 VOLTS, 3 PHASE, 71 FRAME, FOOTED, W21 DESIGN, IE2 EFFICIENT | 3 Phase Motors | 135.9535
2 | 00518ET3ER184TC-W22 | WEG 5HP, TEFC, 1800RPM, 230/460 VOLTS, 3 PHASE, 184TC FRAME, FOOTLESS, CAST IRON, GENERAL PURPOSE | 3 Phase Motors | 412.7907
2 | 00536ET3E184JM-W22 | WEG 5HP, TEFC, 3600RPM, 230/460 VOLTS, 3 PHASE, 184JM FRAME, FOOTED, CLOSE-COUPLED PUMP MOTOR | 3 Phase Motors | 458.1395
2 | 143TTFBD6035 | 1 TE1800RI143TC 230/460SQ3P1 | 3 Phase Motors | 464.3721
2 | 180CF851 | C-FACE 180 FR. TTTS TTFC TTFC | 3 Phase Motors | 44.8721
2 | 184TTFCD6101 | MARATHON 1 1/2HP, TEFC, 900RPM, 230/460 VOLTS, 3 PHASE, 184T FRAME, FOOTED, GENERAL PURPOSE | 3 Phase Motors | 577.3256
2 | 184TTFCD6526CF2 | MARATHON 5HP, TEFC, 1800RPM, 460 VOLTS, 3 PHASE, 184T FRAME, FOOTED, SEVERE DUTY, WITH MODS | 3 Phase Motors | 1049.7326
2 | 1LE23212AC214AA | 5 TE1200RI215T 230/460SQ3P | 3 Phase Motors | 649.8488
2 | 1LE24213AC112AA | 25 TE1200RI324T 460 SQ3P | 3 Phase Motors | 2324.8023
2 | 21007 967-3SP | 21007 967-3SP | 3 Phase Motors | 307.093
2 | 210TCN | MARATHON C-FACE 210T FR TTFND | 3 Phase Motors | 141.1977
2 | 21187 878W | 21187 878W | 3 Phase Motors | 147.5581
2 | 213TTFCD6531 | MARATHON 7 1/2HP, TEFC, 1800RM, 230/460 VOLTS, 3 PHASE, 213T FRAME, FOOTED, SEVERE DUTY | 3 Phase Motors | 811.9535
2 | 256TTDR16077 | 10 DP1200RD256JPV230/460SQ3P | 3 Phase Motors | 1043.1279
2 | 35-1325 | ABB/BALDOR 35-1325 | 3 Phase Motors | 154.6047
2 | 36-3301 | ABB/BALDOR 36-3301 | 3 Phase Motors | 81.814
2 | 364TSTFCD6526CF | MARATHON 60HP, TEFC, 1800RPM, 460 VOLTS, 3 PHASE, 364TSC FRAME, FOOTED, MODIFIED MOTOR | 3 Phase Motors | 6174.4535
2 | 365TTFS16873 | MARATHON 75HP, TEFC, 1800RPM, 460 VOLTS, 3 PHASE, 365TCZ FRAME, FOOTED | 3 Phase Motors | 4822.8953
2 | 37-1302 | ABB/BALDOR C FACE KIT | 3 Phase Motors | 292.6628
2 | 37-3301 | ABB/BALDOR 37-3301 | 3 Phase Motors | 101.686
2 | 445TSTFN6528 | MARATHON 200HP, TEFC, 1800RPM, 460 VOLTS, 3 PHASE, 445TS FRAME, FOOTED, | 3 Phase Motors | 11830.1163
2 | 5K42HN4034 | 1/2 TE1725RI56C 208-460SQ3P3 | 3 Phase Motors | 173.4884
2 | 9428A | 1 AO1200RI48 575SQ3P | 3 Phase Motors | 266.814
2 | A555C | MARATHON D-FLANGE | 3 Phase Motors | 94.7791
2 | CEBM7144T | ABB/BALDOR 5HP, XPFC, 1800RPM, 230/460 VOLTS, 3 PHASE, 184TC FRAME, FOOTED, EXPLOSION PROOF, BRAKE MOTOR | 3 Phase Motors | 3021.7209
2 | CEM3615T-G | ABB/BALDOR 5HP, TEFC, 1800RPM, 230/460 VOLTS, 3 PHASE, 184TC FRAME, FOOTED, WITH AEGIS RING | 3 Phase Motors | 668.407
2 | CEM3770T | ABB/BALDOR 7 1/2HP, TEFC, 1800RPM, 230/460 VOLTS, 3 PHASE, 213TC FRAME, FOOTED, GENERAL PURPOSE | 3 Phase Motors | 813.6628
2 | CESWDM3546 | ABB/BALDOR 1HP, TENV, 1800RPM, 230/460 VOLTS, 3 PHASE, 56C FRAME, FOOTED, WASHDOWN PAINT FREE | 3 Phase Motors | 549.593
2 | CM7005A | Product has been discontinued, Alternate Catalog Number: CXM050522A | 3 Phase Motors | 292.3605
2 | DRN90S4BE2HRFF | 1.5 TE180090S 230/460 B5230BRK | 3 Phase Motors | 724.6047
2 | ECP2394T4 | ABB/BALDOR 15HP, TEFC, 3600RPM, 460 VOLTS, 3 PHASE, 254T FRAME, FOOTED, SEVERE DUTY | 3 Phase Motors | 1425.9651
2 | ECP4100TRB | ABB/BALDOR 15HP, TEFC, 1200RPM, 230/460 VOLTS, 3 PHASE, 284T FRAME, FOOTED, SEVERE DUTY, ROLLER BEARING | 3 Phase Motors | 2093.0233
2 | ECP84114T4 | ABB/BALDOR 50HP, TEFC, 3600RPM, 460 VOLTS, 3 PHASE, 326TS FRAME, FOOTED, IEEE 841 SEVERE DUTY | 3 Phase Motors | 3859.4302
2 | ECP84310T-4 | ABB/BALDOR 60HP, TEFC, 3600RPM, 460 VOLTS, 3 PHASE, 364TS FRAME, FOOTED, IEEE841 | 3 Phase Motors | 5581.3953
2 | ECP84312T4 | ABB/BALDOR 50HP, TEFC, 1200RPM, 460 VOLTS, 3 PHASE, 365T FRAME, FOOTED, IEEE 841 SEVERE DUTY | 3 Phase Motors | 5154.2209
2 | EM2515T | ABB/BALDOR 20HP, ODP, 1800RPM, 230/460 VOLTS, 3 PHASE, 256T FRAME, FOOTED, GENERAL PUROSE | 3 Phase Motors | 1389.6977
2 | EM3550 | ABB/BALDOR 1 1/2HP, TEFC, 3600RPM, 230/460 VOLTS, 3 PHASE, 56 FRAME, FOOTED, GENERAL PURPOSE | 3 Phase Motors | 486.3372
2 | EM3556T | ABB/BALDOR 1HP, TEFC, 1200RPM, 230/460 VOLTS, 3 PHASE, 145T FRAME, FOOTED, GENERAL PURPOSE | 3 Phase Motors | 569.3488
2 | EM3704T | ABB/BALDOR 3HP, TEFC, 1200RPM, 230/460 VOLTS, 3 PHASE, 213T FRAME, FOOTED, GENERAL PURPOSE | 3 Phase Motors | 758.7151
2 | FLCE140S | WEG C-FACE KIT 140T | 3 Phase Motors | 48.0349
2 | FLCE48W56S | WEG C-FLANGE FC-149 W01 ROLLED STEE | 3 Phase Motors | 38.2326
2 | FLCE56203FC149 | WEG C-FLANGE FC-149 W01 ROLLED STEE | 3 Phase Motors | 40.6163
2 | FLCEW180UBC | WEG C-FLANGE, FC-184-W21 BRG 206 | 3 Phase Motors | 69.3023
2 | FLCFD210 | WEG C-FLANGE, FC-184 W21/W22 BRG308 | 3 Phase Motors | 60.5349
2 | KIT 440TSCFN | MARATHON C-FACE KIT 440TS FRAME | 3 Phase Motors | 1235.9651
2 | M302M2 | CENTURY 5/1.25HP, ODP, 1800RPM, 460 VOLTS, 3 PHASE, 184T FRAME, FOOTED, GENERAL PURPOSE | 3 Phase Motors | 801.2093
2 | M3541 | ABB/BALDOR 3/4HP, TEFC, 3600RPM, 230/460 VOLTS, 3 PHASE, 56 FRAME, FOOTED, GENERAL PURPOSE | 3 Phase Motors | 264.0581
2 | M9431 | GE/WOLONG 10HP, TEFC, 1800RPM, 460 VOLTS, 3 PHASE, 215T FRAME, FOOTED, IEEE841 SEVERE DUTY | 3 Phase Motors | 661.9186
2 | M9447 | GE/WOLONG 30HP, TEFC, 1800RPM, 460 VOLTS, 3 PHASE, 286T FRAME, FOOTED, IEEE841 SEVERE DUTY | 3 Phase Motors | 2084.4419
2 | PA4M001-2C | BROOK CROMPTON 1HP, TEFC, 1800RPM, 230/460V, 3 PHASE, 80C FRAME, FOOTED | 3 Phase Motors | 383.7674
2 | U10P2D | US/NIDEC 10HP, TEFC, 1800RPM, 230/460 VOLTS, 3 PHASE, 215T FRAME, FOOTED, GENERAL PURPOSE | 3 Phase Motors | 885.6628
2 | VEM3581 | ABB/BALDOR 1HP, TEFC, 1800RPM, 230/460 VOLTS, 3 PHASE, 56C FRAME, FOOTLESS, GENERAL PURPOSE | 3 Phase Motors | 467.3953
2 | VFSWDM3542-E | ABB/BALDOR 3/4HP, TEFC, 1800RPM, 230/460 VOLTS, 3 PHASE, 56C FRAME, FOOTLESS, STAINLESS WASHDOWN - ENCAPSULATED | 3 Phase Motors | 1449.3953
2 | VKM36-O | VKM36-O | 3 Phase Motors | 955.7442
2 | VM3550T | SUPERSEDED BY VEM3550T | 3 Phase Motors | 250.8953
1 | 101767 | LEESON 1/4HP, TEFC, 1800RPM, 230/460 VOLTS, 3 PHASE, 56C FRAME, FOOTLESS, GENERAL PURPOSE | 3 Phase Motors | 108.1395
1 | 110057 | 110057 | 3 Phase Motors | 478.9767
1 | 116463.00 | LEESON 1/2HP, TEFC, 1800RPM, 230/460 VOLTS, 3 PHASE, 56C FRAME, FOOTLESS, WASHDOWN DUTY, BRAKEMOTOR | 3 Phase Motors | 878.6279
1 | 132428.00 | LEESON 1 TE 900RI182T 230/460SQ3P | 3 Phase Motors | 527.2326
1 | 132470.00 | 3 DP1800RD182TC 230/460SQ3P | 3 Phase Motors | 633.1279
1 | 11790200 | 3/4 SS1800RI56HC230/460SQ3P | 3 Phase Motors | 404.4419
1 | 11956200 | LEESON 1 1/2HP, TEFC, 1800RPM, 230/460 VOLTS, 3 PHASE, 56 FRAME, FOOTED | 3 Phase Motors | 766.2907
1 | 12094100 | 1.5 TE18/9RI145T 460SQ3P | 3 Phase Motors | 413.8953
1 | 12186800 | 2 WD1800RI145TC 230/460SQ3P | 3 Phase Motors | 779.4419
1 | 13220500 | 7.5 WD3600RI184TC230/460SQ3P | 3 Phase Motors | 1050.9535
1 | 19900700 | DISCONTINUED 5 TE1800RI184T 230/460SQ3P | 3 Phase Motors | 311.0465
1 | 31510402 | NORD 31510402 .25HP 1680RPM | 3 Phase Motors | 320.4186
1 | 00118ET3EAL90S-W22 | WEG 1 1/2HP, TEFC, 1800RPM, 230/460 VOLTS, 3 PHASE, 90S/L FRAME, B3L(E), ALUMINUM GENERAL PURPOSE | 3 Phase Motors | 265.6047
1 | 00136ET3E143TC-W22 | WEG 1HP, TEFC, 3600RPM, 230/460 VOLTS, 3 PHASE, 143TC FRAME, FOOTED, CAST IRON, GENERAL PURPOSE | 3 Phase Motors | 181.093
1 | 00218ET3E56-S | WEG 2HP, TEFC, 1800RPM, 230/460 VOLTS, 3 PHASE, 56 FRAME, FOOTED, ROLLED STEEL, GENERAL PURPOSE | 3 Phase Motors | 197.3605
1 | 00218ET3EAL100LFF-W2 | WEG 3HP, TEFC, 1800RPM, 230/460 VOLTS, 3 PHASE, 100L FRAME, FF FLANGE, MULTIMOUNTING, IE3 METRIC | 3 Phase Motors | 607.5349
1 | 00218OT3E56CFL-S | WEG 2HP, ODP, 1800RPM, 230/460 VOLTS, 3 PHASE, 56C FRAME, FOOTLESS, GENERAL PURPOSE | 3 Phase Motors | 201.814
1 | 00312ES1E215T-W22 | WEG 3HP, TEFC, 1200RPM, 208-230/460 VOLTS, 1 PHASE, 215T FRAME, FOOTED, CAST IRON, GENERAL PURPOSE | 3 Phase Motors | 749.907
1 | 00318ET3WAL100LFF-W2 | WEG 4HP, TEFC, 1800RPM, 460 VOLTS, 3 PHASE, L100L FRAME, FF FLANGE, MULTIMOUNTING, IE3 METRIC | 3 Phase Motors | 403.7907
1 | 00336AS1RAF145TZ-S | WEG 3HP, TEAO, 3600RPM, 208-230 VOLTS, 1 PHASE, 145T FRAME, FOOTED, AERATION FAN | 3 Phase Motors | 390.6744
1 | 00336OT3E145JMS | WEG 3HP, ODP, 3600RPM, 230/460 VOLTS, 3 PHASE, 145JM FRAME, FOOTED, CLOSE-COUPLED JM PUMP | 3 Phase Motors | 306.9767
1 | 00512OT3E215TC-S | WEG 5HP, ODP, 1200RPM, 230/460 VOLTS, 3 PHASE, 215TC FRAME, FOOTED, ROLLED STEEL, GENERAL PURPOSE | 3 Phase Motors | 425.1628
1 | 00518ET3Y132S-W22 | WEG 7 1/2HP, TEFC, 1800RPM, 460 VOLTS, 3 PHASE, 132S FRAME, FOOTED, IE3 TRU-METRIC | 3 Phase Motors | 538.5581
1 | 00518ET3YAL132SFF-W2 | WEG 7 1/2HP, TEFC, 1800RPM, 460 VOLTS, 3 PHASE, 132S FRAME, FOOTED, IE3 MULTIMOUNTING METRIC | 3 Phase Motors | 571.3372
1 | 00518NT3FVD184TC-W22 | WEG 5HP, TENV, 1800RPM, 230/460 VOLTS, 3 PHASE, 184TC FRAME, FOOTED, VARIABLE SPEED, VECTOR DUTY | 3 Phase Motors | 761.5349
1 | 00536ET3ER184TC-W22 | WEG 5HP, TEFC, 3600RPM, 230/460 VOLTS, 3 PHASE, 184TC FRAME, FOOTED, CAST IRON, GENERAL PURPOSE | 3 Phase Motors | 417.4419
1 | 00718OT3ER213TC-S | 7.5 DP1800RD213TC 230/460SQ3P | 3 Phase Motors | 508.1628
1 | 00736ET3E213T-SR6 | 7.5 TE3600R1213/5T230/460SQ3P | 3 Phase Motors | 656.5465
1 | 0106DPSA31AP | 10 DP1200RI256T 230/4603PH | 3 Phase Motors | 1508.1395
1 | 01512ET3E284TC* | 15 TE1200RI284TC MODIFIED | 3 Phase Motors | 1648.8488
1 | 01536EG3E254T* | 15 TE3600RI254TC 230/460SQ3P | 3 Phase Motors | 984.3372
1 | 02012ST3QAP286T-W22 | WEG 20HP, TEFC, 1200RPM, 460 VOLTS, 3 PHASE, 286T FRAME, FOOTED, API 661 SEVERE DUTY | 3 Phase Motors | 2913.1744
1 | 02512ET3E324T-W22 | WEG 25HP, TEFC, 1200RPM, 230/460 VOLTS, 3 PHASE, 324T FRAME, FOOTED, SEVERE DUTY | 3 Phase Motors | 2086.0465
1 | 03036EP3ER286T* | 30 TE3600RD286TSC 230/460SQ3 | 3 Phase Motors | 1187.1512
1 | 05018ST3QAP326T-W22 | WEG 50HP, TEFC, 1800RPM, 460 VOLTS, 3 PHASE, 326T FRAME, FOOTED, API 661, SEVERE DUTY | 3 Phase Motors | 3174.2558
1 | 06018ST3QAP364T-W22 | WEG 60HP, TEFC, 1800RPM, 460 VOLTS, 3 PHASE, 364T FRAME, FOOTED, API 661, IEEE841, SEVERE DUTY | 3 Phase Motors | 4820.4419
1 | 07518ST3QAP365T-W22 | WEG 75HP, TEFC, 1800RPM, 460 VOLTS, 3 PHASE, 365T FRAME, FOOTED, API 661, IEEE841, SEVERE DUTY | 3 Phase Motors | 5522.314
1 | 10-1305GLD | ABB/BALDOR 10-1305GLD | 3 Phase Motors | 348.593
1 | 12-1105 | ABB/BALDOR 12-1105 | 3 Phase Motors | 564.6628
1 | 143TTTN6563 | 1 TE1800RI143T 230/460SQ3P1 | 3 Phase Motors | 277.3953
1 | 145TTFR16078 | MARATHON 1HP, TEFC, 1200RPM, 230/460 VOLTS, 3 PHASE, 145T FRAME, FOOTED, GENERAL PURPOSE | 3 Phase Motors | 288.4419
1 | 15018ST3QIE445T-W22/C90/M280/N | WEG 150HP, TEFC,1800RPM, 460 VOLTS, 3 PHASE, 445TC FRAME FOOTED, PREMIUM EFFICIENT, SEVERE DUTY, IEEE841 DESIGN, F2 MOUNTING. | 3 Phase Motors | 9302.3256
1 | 182THTCD8028 | MARATHON 3HP, TENV, 1800RPM, 230/460 VOLTS, 3 PHASE, 182TC FRAME , FOOTED , BLUE MAX | 3 Phase Motors | 1097.8605
1 | 184TTFCD6526CF1 | MARATHON 5HP, TEFC, 1800RPM, 460 VOLTS, 3 PHASE, 184T FRAME, FOOTED, SEVERE DUTY, WITH MODS | 3 Phase Motors | 875.9651
1 | 1LE10230EA422FA | 3 TE3600RI90LB35 460V | 3 Phase Motors | 793.0233
1 | 1LE23112AC214AA | 5 TE1200RI215T 230/460SQ3P | 3 Phase Motors | 628.093
1 | 1LE24212AC112AA | 3 TE1200RI213T 460 SQ3P | 3 Phase Motors | 502.3256
1 | 1LE24212AC212AA | 5 TE1200RI215T 460 SQ3P | 3 Phase Motors | 664.9302
1 | 1LE24212BA212AA | 20 TE3600RI256T 460 SQ3P | 3 Phase Motors | 1099.0698
1 | 1LE24212BC112AA | 7.5 TE1200RI254T 460 SQ3P | 3 Phase Motors | 849.8605
1 | 1LE24212CD212A* | 15 TE900 RI286T 230/460SQ3P | 3 Phase Motors | 4096.5116
1 | 1MB21211AB214AG | 1 XP3P1800RI143T 460V SQ3P1 | 3 Phase Motors | 400.9302
1 | 213TTDBD6037 | MARATHON 7 1/2HP, DP, 1800RPM, 230/460 VOLTS, 3 PHASE, 213JP FRAME, FOOTED, CLOSE-COUPLED PUMP | 3 Phase Motors | 882.3488
1 | 213TTDWD16024 | DISCONTINUED 10 DP3600RI213TC 230/460SQ3P | 3 Phase Motors | 541.6628
1 | 213TTFCD6540 | MARATHON 7 1/2HP, TEFC, 1800RPM, 230/460 VOLTS, 3 PHASE, 213TC FRAME, FOOTED, SEVERE DUTY | 3 Phase Motors | 1145.0233
1 | 213TTFND6526 | DISCONTINUED 7.5 TE1800RI213T 460 SQ3P1 | 3 Phase Motors | 595.686
1 | 213TTFWD16058 | MARATHON 7 1/2HP, TEFC, 1800RPM, 230/460 VOLTS, 3 PHASE, 213TC FRAME, FOOTLES, BRAKE MOTOR | 3 Phase Motors | 1864.9186
1 | 213TTTND6501 | SEE 213TTTCD6501 | 3 Phase Motors | 569.8023
1 | 215TTFCD6807 | MARATHON 10HP, TEFC, 3600RPM, 230/460 VOLTS, 3 PHASE, 215T FRAME, FOOTED, SEVERE DUTY | 3 Phase Motors | 1027.6047
1 | 25018ET3GKD449T-W22 | WEG 250HP, TEFC, 1800RPM, 460 VOLTS, 3 PHASE, 447/9T FRAME, FOOTED, CRUSHER | 3 Phase Motors | 13650.8256
1 | 25036OT3G445TS | 250 DP3600RI445TS 460SQ3P | 3 Phase Motors | 6953.0814
1 | 254TTDBD6026MOD | MARATHON 15HP, DP, 1800RPM, 230/460 VOLTS, 3 PHASE, 254T FRAME, FOOTED, GENERAL PURPOSE | 3 Phase Motors | 1070.2907
1 | 256TTFCD6030 | MARATHON 20HP, TEFC, 1800RPM, 575 VOLTS, 3 PHASE, 256T FRAME, FOOTED, GENERAL PURPOSE | 3 Phase Motors | 890.2674
1 | 256TTFL16038 | 20 TE1800RI230/460 SQ3P | 3 Phase Motors | 949.3023
1 | 284THTNA7026 | MARATHON 25HP, TENV, 1800RPM, 230/460 VOLTS, 3 PHASE, 284TC FRAME, FOOTED, BLACK MAX INVERTER DUTY | 3 Phase Motors | 3392.8837
1 | 286THFCD9026 | MARATHON 30HP, TEFC, 1800RPM, 460 VOLTS, 3 PHASE, 286T, FOOTED, XRI SEVERE DUTY 841 | 3 Phase Motors | 2065.0814
1 | 320TDFS | D FLANGE KIT 320T FRAME | 3 Phase Motors | 456.6163
1 | 324THFPA8038SPC | 40 TE1800RI324TC230/460ENCE 1 | 3 Phase Motors | 3014.7209
1 | 324TTFS16592 | 25 TE1200RI324TRB 460 SQ3P | 3 Phase Motors | 3406.814
1 | 326TTFCD6026MOD | MARATHON 50HP, TEFC, 1800RPM, 230/460 VOLTS, 3 PHASE, 326T FRAME, FOOTED, GENERAL PURPOSE | 3 Phase Motors | 2414.186
1 | 35A013P250G1 | ABB/BALDOR 3/4HP, TEFC, 1200RPM, 230/460 VOLTS, 3 PHASE, 56 FRAME, FOOTLESS, | 3 Phase Motors | 602.3256
1 | 360TCFSR841 | MARATHON C-FACE 364T/365T, IEEE841, THFS | 3 Phase Motors | 1126.9884
1 | 36-1749 | ABB/BALDOR C FACE KIT | 3 Phase Motors | 173.6163
1 | 364THFS8046 | MARATHON 60HP, TEBC, 1800RPM, 230/460 VOLTS, 3 PHASE, 364TC FRAME, FOOTED, ENCODER MOTOR | 3 Phase Motors | 5118.093
1 | 364TTFS6036 | MARATHON 60HP, TEFC, 1800RPM, 230/460 VOLTS, 3 PHASE, 364T FRAME, FOOTED, GENERAL PURPOSE | 3 Phase Motors | 2531.8953
1 | 364TTGS16536 | MARATHON 60HP, XPFC, 1800RPM, 230/460 VOLTS, 3 PHASE, 364T FRAME, FOOTED, EXPLOSION PROOF | 3 Phase Motors | 4197.5
1 | 365TSTFCD6036 | MARATHON 75HP, TEFC, 1800RPM, 230/460 VOLTS, 3 PHASE, 365TS FRAME, FOOTED, GENERAL PURPOSE | 3 Phase Motors | 3307.9419
1 | 365TTGS16540 | MARATHON 75HP, EPFC, 1800RPM, 230/460 VOLTS, 3 PHASE, 365T FRAME, FOOTED, EXPLOSION PROOF, CLASS I GROUP C&D, CLASS II GROUP F&G MOTOR | 3 Phase Motors | 4095.6279
1 | 37-1402 | ABB/BALDOR C FACE KIT | 3 Phase Motors | 274.4767
1 | 37-1404 | ABB/BALDOR C FACE KIT | 3 Phase Motors | 254.6395
1 | 444TTFN16642 | MARATHON 125HP, TEFC, 1800RPM, 575 VOLTS, 3 PHASE, 444T FRAME, FOOTED, F2 | 3 Phase Motors | 8484.3605
1 | 449TSTFCD6502 | MARATHON 300HP, TEFC, 3600RPM, 460 VOLTS, 3 PHASE, 449TS FRAME, FOOTED, SEVERE DUTY, IEEE45 | 3 Phase Motors | 20930.2326
1 | 449TTFCD6538 | MARATHON 250HP, TEFC, 1800RPM, 460 VOLTS, 3 PHASE, 449T FRAME, FOOTED, ROLLER BEARING | 3 Phase Motors | 16871.4419
1 | 56T17D15910 | MARATHON 1/2HP, DP, 1800RPM, 230/460 VOLTS, 3 PHASE, 56C FRAME, FOOTED, XRI GENERAL PURPOSE | 3 Phase Motors | 254.686
1 | 56T17E5310 | MARATHON 1/4HP, EPNV, 1800RPM, 230/460 VOLTS, 3 PHASE, 56C FRAME, FOOTLESS, EXPLOSION PROOF | 3 Phase Motors | 279.814
1 | 56T17G5313 | MARATHON 3/4HP, EPFC, 1800RPM, 230/460 VOLTS, 3 PHASE, 56 FRAME, FOOTED, EXPLOSION PROOF | 3 Phase Motors | 638.8953
1 | 5K35MNB114 | 1/2 TE1800RD56C 230/460SQ3P | 3 Phase Motors | 303.1395
1 | 5K49DN4130 | 1/4 TE1800RD56C 230/460SQ3P | 3 Phase Motors | 241.5581
1 | A157 | MARATHON VERTICAL MOUNT KIT | 3 Phase Motors | 206.407
1 | A173A | MARATHON C-FACE FOR 254-6T MOTOR | 3 Phase Motors | 66
1 | A5017156651 | 300 TE1200RIG5010Y 4160SQ3P | 3 Phase Motors | 34593.0233
1 | A807 | MARATHON STUB SHAFT 1 INCH FOR XRI SD | 3 Phase Motors | 83.0233
1 | AGP-HC200M2E-35 | ASHLAND AGP-HC200M2E-35 | 3 Phase Motors | 1449.4186
1 | ANFL3501M | ABB/BALDOR ANFL3501M | 3 Phase Motors | 354.2442
1 | CECP4406T-4 | ABB/BALDOR 150HP, TEFC, 1800RPM, 460 VOLTS, 3 PHASE, 445TC FRAME, FOOTED, SEVERE DUTY | 3 Phase Motors | 7425.6744
1 | CECP82394T4 | ABB/BALDOR 15HP, TEFC, 3600RPM, 460 VOLTS, 3 PHASE, 254TC FRAME, FOOTED, IEEE841 SEVERE DUTY | 3 Phase Motors | 1426.9302
1 | CECP84103T4 | ABB/BALDOR 25HP, TEFC, 1800RPM, 460 VOLTS, 3 PHASE, 284TC FRAME, FOOTED, IEEE841 SEVERE DUTY | 3 Phase Motors | 2134.593
1 | CEM2394T | ABB/BALDOR 15HP, TEFC, 3600RPM, 230/460 VOLTS, 3 PHASE, 254TC FRAME, FOOTED, GENERAL PURPOSE | 3 Phase Motors | 1485.4651
1 | CEM31108 | ABB/BALDOR 1/2HP, OPEN, 1800RPM, 230/460 VOLTS, 3 PHASE, 56C FRAME, FOOTED, GENERAL PURPOSE | 3 Phase Motors | 261.7558
1 | CEM4314T | ABB/BALDOR 60HP, TEFC, 1800RPM, 230/460 VOLTS, 3 PHASE, 364TC FRAME, FOOTED, GENERAL PURPOSE | 3 Phase Motors | 3450
1 | CESSWDM3545 | ABB/BALDOR 1HP, TENV, 3600RPM, 230/460 VOLTS, 3 PHASE, 56C FRAME, FOOTED, WASHDOWN, STAINLESS STEEL | 3 Phase Motors | 694.0116
1 | CESSWDM3558 | ABB/BALDOR 2HP, TEFC, 1800RPM, 230/460 VOLTS, 3 PHASE, 56C FRAME, FOOTED, WASHDOWN, STAINLESS STEEL | 3 Phase Motors | 1057.8023
1 | CEWDM23932T | ABB/BALDOR 10HP, TEFC, 1200RPM, 230/460 VOLTS, 3 PHASE, 256TC FRAME, FOOTED, WHITE WASHDOWN | 3 Phase Motors | 1495.3256
1 | CFSWDM3711T-E | ABB/BALDOR 10HP, TEFC, 3600RPM, 230/460 VOLTS, 3 PHASE, 215TC FRAME, FOOTED, FOOD SAFE STAINLESS STEEL | 3 Phase Motors | 3603.6047
1 | CJL1306A | ABB/BALDOR 3/4HP, OPEN, 3600RPM, 115/230 VOLTS, 1 PHASE, 56J FRAME, FOOTED | 3 Phase Motors | 303.4884
1 | CL3513 | ABB/BALDOR 1 1/2HP, TEFC, 3600RPM, 115/208-230 VOLTS, 1 PHASE, 56C FRAME, FOOTED, GENERAL PURPOSE | 3 Phase Motors | 453.6163
1 | CM3537 | ABB/BALDOR 1/2HP, TEFC, 3600RPM, 230/460 VOLTS, 3 PHASE, 56C FRAME, FOOTED, GENERAL PURPOSE | 3 Phase Motors | 274.8721
1 | CXT3024T | ABB/BALDOR 2HP, TEFC, 1800RPM, 230/460 VOLTS, 3 PHASE, 145TC FRAME, FOOTED, GENERAL PURPOSE | 3 Phase Motors | 382.5116
1 | CXT3074T | ABB/BALDOR 7 1/2HP, TEFC, 1800RPM, 230/460 VOLTS, 3 PHASE, 213TC FRAME, FOOTED, GENERAL PURPOSE | 3 Phase Motors | 647.0698
1 | E11002800 | 3/4 DP1200RI56 230/460SQ3P | 3 Phase Motors | 354.1744
1 | E119361.00 | 3/4 DP1800RS56 230/460SQ3P1 | 3 Phase Motors | 261.6977
1 | ECP3665T4 | ABB/BALDOR 5HP, TEFC, 1800RPM, 460 VOLTS, 3 PHASE, 184T FRAME, FOOTED, SEVERE DUTY | 3 Phase Motors | 684.2442
1 | ECP3774T | ABB/BALDOR 10HP, TEFC, 1800RPM, 230/460 VOLTS, 3 PHASE, 215T FRAME, FOOTED, SEVERE DUTY | 3 Phase Motors | 1082.7326
1 | ECP4313T | ABB/BALDOR 75HP, TEFC, 3600RPM, 230/460 VOLTS, 3 PHASE, 365TS FRAME, FOOTED, SEVERE DUTY | 3 Phase Motors | 5838
1 | ECP83769T4 | ABB/BALDOR 7 1/2HP, TEFC, 3600RPM, 460 VOLTS, 3 PHASE, 213T FRAME, FOOTED, IEEE841 SEVERE DDUTY | 3 Phase Motors | 977.4186
1 | ECP84107T4 | ABB/BALDOR 25HP, TEFC, 3600RPM, 460 VOLTS, 3 PHASE, 284TS FRAME, FOOTED, IEEE 841 SEVERE DUTY | 3 Phase Motors | 2257.6395
1 | ECP84108T4 | ABB/BALDOR 30HP, TEFC, 3600RPM, 460 VOLTS, 3 PHASE, 286TS FRAME, FOOTED, IEEE 841 SEVERE DUTY | 3 Phase Motors | 2704.3953
1 | ECP84308T4 | ABB/BALDOR 40HP, TEFC, 1200RPM, 460 VOLTS, 3 PHASE, 364T FRAME, FOOTED, IEEE 841 SEVERE DUTY | 3 Phase Motors | 4426.7674
1 | ECP84400T-4 MOD | ABB/BALDOR 100HP, TEFC, 1800RPM, 460 VOLTS, 3 PHASE, 405T FRAME, FOOTED, IEEE-841, ROLLER BEARING | 3 Phase Motors | 8372.093
1 | ECP84410T-4 | ABB/BALDOR 125HP, TEFC, 1800RPM, 4600 VOLTS, 3 PHASE, 444t FRAME, FOOTED, IEEE-841 | 3 Phase Motors | 9146.6279
1 | ECR9074T | ABB/BALDOR 7 1/2HP, TEFC, 1800RPM, 230/460 VOLTS, 3 PHASE, 213T FRAME, FOOTED, CRUSHER DUTY, BALL BEARING | 3 Phase Motors | 748
1 | ECR91004T4 | ABB/BALDOR 100HP, TEFC, 1800RPM, 460 VOLTS, 3 PHASE, 405T FRAME, FOOTED, CRUSHER DUTY, BALL BEARING | 3 Phase Motors | 7223.6395
1 | ECR92004T4 | ABB/BALDOR 200HP, TEFC, 1800RPM, 460 VOLTS, 3 PHASE, 447T FRAME, FOOTED, CRUSHER DUTY, BALL BEARING | 3 Phase Motors | 15102.7791
1 | ECR92504T4 | ABB/BALDOR 250HP, TEFC, 1800RPM, 460 VOLTS, 3 PHASE, 449T FRAME, FOOTED, CRUSHER DUTY, BALL BEARING | 3 Phase Motors | 12052.5349
1 | ECR9254T | ABB/BALDOR 25HP, TEFC, 1800RPM, 230/460 VOLTS, 3 PHASE, 284T FRAME, FOOTED, CRUSHER DUTY | 3 Phase Motors | 2025.9767
1 | ECR93004TR4 | ABB/BALDOR 300HP, TEFC, 1800RPM, 460 VOLTS, 3 PHASE, 449T FRAME, FOOTED, CRUSHER DUTY, ROLLER BEARING | 3 Phase Motors | 18530.186
1 | ECR9504T | ABB/BALDOR 50HP, TEFC, 1800RPM, 230/460 VOLTS, 3 PHASE, 326T FRAME, FOOTED, CRUSHER DUTY | 3 Phase Motors | 3766.1744
1 | EJMM2333T | ABB Baldor 15 HP, TE, 1800RPM, 230/460 VOLTS, 3 PHASE, 254JM FRAME, FOOTED, Close Coupled Pump | 3 Phase Motors | 2117.7326
1 | EM2237 | ABB/BALDOR 7 1/2HP, TEFC, 1800RPM, 230/460 VOLTS, 3 PHASE, 254U FRAME, FOOTED, GENERAL PURPOSE | 3 Phase Motors | 1258.8837
1 | EM31116 | ABB/BALDOR 1HP, OPEN, 1800RPM, 230/460 VOLTS, 3 PHASE, 56 FRAME, FOOTED, GENERAL PURPOSE | 3 Phase Motors | 302.0698
1 | EM3157T-BG | ABB/BALDOR 2HP, ODP, 1800RPM, 230/460 VOLTS, 3 PHASE, 145T FRAME, FOOTED, GENERAL PURPOSE WITH SHAFT GROUNDING | 3 Phase Motors | 583.8721
1 | EM3313T-G | ABB/BALDOR 7.5HP, ODP, 1800RPM, 230/460 VOLTS, 3 PHASE, 213T FRAME, FOOTED, GENERAL PURPOSE WITH SHAFT GROUNDING | 3 Phase Motors | 1046.5116
1 | EM7036T | ABB/BALDOR 3HP, XPFC, 1200RPM, 230/460 VOLTS, 3 PHASE, 213T FRAME, FOOTED, EXPLOSION PROOF | 3 Phase Motors | 636.0465
1 | EM7059T | ABB/BALDOR 20HP, XPFC, 3600RPM, 230/460 VOLTS, 3 PHASE, 256T FRAME, FOOTED, EXPLOSION PROOF | 3 Phase Motors | 1365.1512
1 | EMM13552-D-PP | ABB M3BP 132SMF FRAME, 2P B3 5.5KW | 3 Phase Motors | 826.0465
1 | EP0256 | TECO 25HP, TEFC, 1200RPM, 230/460 VOLTS, 3 PHASE, 324T FRAME, FOOTED, SEVERE DUTY | 3 Phase Motors | 1766.8605
1 | FF100E1ES | US/NIDEC 100HP, DP, 3600RPM, 230/460 VOLTS, 3 PHASE, 365TS FRAME, FOOTED, FIRE PUMP MOTOR | 3 Phase Motors | 5495.314
1 | FLC-E210-UBC | WEG FLANGE FC-184 - W21/W22 | 3 Phase Motors | 89.8256
1 | FLCE250W22 | WEG C-FACE, 250 FRAME SIZE | 3 Phase Motors | 100.4535
1 | FLC-E280 | WEG FLANGE FC-228 - W21/W22 | 3 Phase Motors | 173.6628
1 | FLC-E320 | WEG FLANGE FC-279 - W21/W22 | 3 Phase Motors | 263.4884
1 | FLCE56204FC14 | WEG C-FLANGE FC-149-WCF1 | 3 Phase Motors | 40.4884
1 | FLCERS140UBC | WEG C-FLANGE FC-149-W21 | 3 Phase Motors | 41.6744
1 | FLCEW210UBC | WEG C-FLANGE, FC-184-W21 BRG308 | 3 Phase Motors | 71.686
1 | FLCFDW180 | WEG C-FLANGE, FC-184 W21 BRG 206 | 3 Phase Motors | 74.9186
1 | HD3P2E | US/NIDEC 3HP, TEFC, 1800RPM, 230/460V, 3 PHASE, 182T FRAME, FOOTED, HOSTILE DUTY, MODEL # GF03 | 3 Phase Motors | 363.6047
1 | JM3542MOD | ABB/BALDOR 3/4HP, TEFC, 1800RPM, 230/460 VOLTS, 3 PHASE, 56J FOOTLESS, JET PUMP | 3 Phase Motors | 259.8721
1 | KIT805165 | MARATHON B5 FLANGE MTG KIT | 3 Phase Motors | 20.6395
1 | M127V1 | CENTURY 1 1/2HP, DP, 1800RPM, 200-230 VOLTS, 145T FRAME, FOOTED, GENERAL PURPOSE | 3 Phase Motors | 126.5349
1 | M1758T | ABB/BALDOR 5/1.3HP, TEFC, 1800/900RPM, 460 VOLTS, 3 PHASE, 184T FRAME, FOOTED, GENERAL PURPOSE, 2SPD-1W-VT | 3 Phase Motors | 953.6279
1 | M3535 | ABB/BALDOR 1/2HP, TEFC, 1200RPM, 230/460 VOLTS, 3 PHASE, 56 FRAME, FOOTED, GENERAL PURPOSE | 3 Phase Motors | 261.2442
1 | M3543 | ABB/BALDOR 3/4HP, TEFC, 1200RPM, 230/460 VOLTS, 3 PHASE, 56 FRAME, FOOTED, GENERAL PURPOSE | 3 Phase Motors | 287.2209
1 | M6002A | ABB/BALDOR, DISCONTINUED, ALTERNATE # XM040242A | 3 Phase Motors | 193.8953
1 | M9419 | GE/WOLONG 3HP, TEFC, 1800RPM, 460 VOLTS, 3 PHASE, 182T FRAME, FOOTED, IEEE841 SEVERE DUTY | 3 Phase Motors | 687.4651
1 | M9434 | GE/WOLONG 15HP, TEFC, 3600RPM, 460 VOLTS, 3 PHASE, 254T FRAME, FOOTED, IEEE841 SEVERE DUTY | 3 Phase Motors | 1114.8256
1 | M9455 | GE/WOLONG 50HP, TEFC, 1800RPM, 460 VOLTS, 3 PHASE, 326T FRAME, FOOTED, IEEE841 SEVERE DUTY | 3 Phase Motors | 2173.5
1 | MM100C08 | MARTIN 8.7HP MVSI 9-24800 100FR VIB | 3 Phase Motors | 12500
1 | MM105C08 | MARTIN 11HP MM9-31000 230/460 3P 105F | 3 Phase Motors | 15313.9535
1 | MM91C08 | MARTIN MM9-11700 | 3 Phase Motors | 9186.0465
1 | MM97C08 | MARTIN MM9-21900, 230/460 volts, 60HZ, 3 Phase, 8 Pole, 97 Frame, Electric Vibrator | 3 Phase Motors | 12732.5581
1 | MU90F04 | MARTIN MU18-14500 330/575V 90L | 3 Phase Motors | 6813.9535
1 | NP0254 | TECO 25HP, TEFC, 1800RPM, 230/460 VOLTS, 3 PHASE, 284T FRAME, FOOTED, GENERAL PURPOSE | 3 Phase Motors | 999.7093
1 | PEWWE5018326T | 50 TE1800RI326T 230/460SQ3P | 3 Phase Motors | 1752
1 | SPV50 | ASHLAND SUMP PUMP MOTOR 1/2HP, CAST IRON, 1750RPM, 115 VOLTS, SINGLE PHASE, 6.5 FLA, 6-VANE, 10" CABLE, 1 1/2" NPT | 3 Phase Motors | 130.814
1 | U20P2D | US/NIDEC 20HP, TEFC, 1800RPM, 230/460 VOLTS, 3 PHASE, 256T FRAME, FOOTED, GENERAL PURPOSE | 3 Phase Motors | 1097.6977
1 | U5P2DCR | US/NIDEC 5HP, TEFC, 1800RPM, 230/460 VOLTS, 3 PHASE, 184TC FRAME, FOOTLESS, GENERAL PURPOSE | 3 Phase Motors | 579.5581
1 | UCL710 | ABB/BALDOR 7 1/2-10HP, OPAO, 3600RPM, 230 VOLTS, 1 PHASE, 182TZ FRAME, FOOTED, FARM DUTY | 3 Phase Motors | 629.814
1 | UJ20P1DP | US/NIDEC 20HP, TEFC, 3600RPM, 230/460 VOLTS, 3 PHASE, 254JP FRAME, FOOTED, CLOSE-COUPLED PUMP | 3 Phase Motors | 1482.4535
1 | US2:51602571501 | ABB/SIEMENS C-FACE KIT 180 FRAME | 3 Phase Motors | 149.5349
1 | V4458 | GE/WOLONG 40HP, WPI, 1800RPM, 230/460 VOLTS ,3 PHASE, L324TP16 FRAME, VERTICAL FIRE PUMP | 3 Phase Motors | 3347.6744
1 | V4462 | GE/WOLONG 50HP, WPI, 1800RPM, 230/460 VOLTS ,3 PHASE, L326TP16 FRAME, VERTICAL FIRE PUMP | 3 Phase Motors | 3595.3488
1 | VBM3538 | ABB/BALDOR 1/2HP, TENV, 1800RPM, 230/460 VOLTS, 3 PHASE, 56C FRAME, FOOTLESS, GENERAL PURPOSE, BRAKE MOTOR | 3 Phase Motors | 431.2674
1 | VEBM3554T | ABB/BALDOR 1 1/2HP, TEFC, 1800RPM, 230/460 VOLTS, 3 PHASE, 145TC FRAME, FOOTLESS, BRAKE MOTOR | 3 Phase Motors | 699.7442
1 | VECP3584T MOD | ABB/BALDOR 1 1/2HP, TEFC, 1800RPM, 230/460 VOLTS, 3 PHASE, 145TC FRAME, FOOTLESS, SEVER DUTY. | 3 Phase Motors | 1066.0814
1 | VEM3158T | ABB/BALDOR 3HP, ODP, 3600RPM, 230/460 VOLTS, 3 PHASE, 145TC FRAME, FOOTLESS, GENERAL PURPOSE | 3 Phase Motors | 274.8721
1 | VEM3556T | ABB/BALDOR 1HP, TEFC, 1200RPM, 230/460 VOLTS, 3 PHASE, 145TC FRAME, FOOTLESS, GENERAL PURPOSE | 3 Phase Motors | 553.6163
1 | VEM3611 | ABB/BALDOR 3HP, TEFC, 1800RPM, 230/460 VOLTS, 3 PHASE, 184C FRAME, FOOTLESS, GENERAL PURPOSE | 3 Phase Motors | 638.8837
1 | VEM3611TMOD | ABB/BALDOR 3HP, TEFC, 1800RPM, 230/460 VOLTS, 3 PHASE, 182TC FRAME, FOOTLESS, MODIFIED GENERAL PURPOSE | 3 Phase Motors | 706.6512
1 | VEM4106T | ABB/BALDOR 20HP, TEFC, 3600RPM, 230/460 VOLTS, 3 PHASE, 256TC FRAME, FOOTLESS, GENERAL PURPOSE | 3 Phase Motors | 1203.3023
1 | VESSWDM3558 | ABB/BALDOR 2HP, TEFC, 1800RPM, 230/460 VOLTS, 3 PHASE, 56C FRAME, FOOTLESS, WASHDOWN STAINLESS STEEL | 3 Phase Motors | 1146.314
1 | VFDL3510M | ABB/BALDOR 1HP, TEFC, 1800RPM, 115/230 VOLTS, 1 PHASE, 56C FRAME, FOOTLESS, GENERAL PURPOSE, FARM DUTY | 3 Phase Motors | 516.0116
1 | VLECP3665T | ABB/BALDOR 5HP, TEFC, 1800RPM, 230/460 VOLTS, 3 PHASE, 184LP FRAME, FOOTLESS, P-BASE VERTICAL SOLID SHAFT PUMP | 3 Phase Motors | 1152.314
1 | VM3538-5 | ABB/BALDOR 1/2HP, TEFC, 1800RPM, 575 VOLTS, 3 PHASE, 56C FRAME, FOOTLESS, GENERAL PURPOSE | 3 Phase Motors | 194.9884
1 | VM3546T | SUPERSEDED BY VEM3546T | 3 Phase Motors | 206.3372
1 | VSSEWDM3546 | ABB/BALDOR 1HP, TEFC, 1800RPM, 230/460 VOLTS, 3 PHASE, 56C FRAME, FOOTLESS, STAINLESS STEEL WASHDOWN | 3 Phase Motors | 619.5349
1 | VWDM3554T | SUPERSEDED BY VEWDM3554T | 3 Phase Motors | 320.3372
1 | W8404 | GE/WOLONG 150HP, TEFC, 1800RPM, 460 VOLTS, 3 PHASE, 445T FRAME, FOOTED | 3 Phase Motors | 6468.8837
1 | XT3024T | ABB/BALDOR 2HP, TEFC, 1800RPM, 208-230/460 VOLTS, 3 PHASE, 145T FRAME, FOOTED, GENERAL PURPOSE | 3 Phase Motors | 367.907
1 | Y756DPKB31APY | TOSHIBA 7 1/2HP, ODP, 1200RPM, 230/460 VOLTS, 3 PHASE, 254T FRAME, FOOTED | 3 Phase Motors | 1880.2326
1 | ZDNRPM18054C | ABB/BALDOR 5HP, TENV, 1800RPM, 460 VOLTS, 3 PHASE, FL638C FRAME, FOOTED | 3 Phase Motors | 5235.6977
1 | ZDVSNM3587T | ABB/BALDOR 2HP, TENV, 1800RPM, 230/460 VOLTS, 3 PHASE, 145TC FRAME, FOOTED, GENERAL PURPOSE | 3 Phase Motors | 1623.0814
390 | J404 | KEYPAD FOR ACS355 | AC Drives | 48.6279
191 | ACS35503U09A82J | DRIVE 3HP 8.8AMPS 240V +J404 | AC Drives | 349.2907
38 | CI KEYPAD LCD | PLAIN TEXT MULTI LANGUAGE | AC Drives | 38.3721
16 | M20004200133 | DRIVE 3HP 230VAC 13.3AMP | AC Drives | 227.907
13 | CIMRJUBA0003BAA | DRIVE 1/2HP 230 1PHASE IN | AC Drives | 169.314
11 | USR000039 | BRAKING RESISTOR, 10% DUTY | AC Drives | 290.907
10 | 900195081001 | MOUNTING ADAPTER A1000/GA800 | AC Drives | 46.7442
8 | 900195081002 | MOUNTING ADAPTER A1000/GA800 | AC Drives | 46.2209
8 | EP209P00ENR0 | DIGITAL SERVO DRIVE | AC Drives | 1660.5233
7 | CIMRVUBA0006FAA | 1HP DRIVE 230 VOLT V1000 | AC Drives | 319.2791
6 | CFW110045T4ON1Z | DRIVE 30/25HP 380-480V 45A | AC Drives | 2323.2558
6 | CIMRPU4A0011FAA | DRIVE 7.5HP 460V | AC Drives | 726.7442
6 | URS000245UL | BRAKING RESISTOR SINGLE UL | AC Drives | 202.6744
6 | URX000211 | REACTOR, DC BUS ENCLOSED | AC Drives | 124.5349
5 | CFW500A06P5T4DB | DRIVE 480V 3PH, 6.5A NEMA4X | AC Drives | 659.3023
5 | CFW500A16P0T2DB | DRIVE 5HP 230V OP66 | AC Drives | 635.7558
5 | CFW500-IOR-B | I/O MODULE | AC Drives | 58.8605
5 | EP216P00ENR0 | DIGITAL SERVO DRIVE 960663-10 | AC Drives | 1686.0465
5 | URS000254 | BREAK RESISTOR 170OHM 3HP | AC Drives | 106.6628
4 | 900192121001 | NEMA 1 KIT | AC Drives | 41.0233
4 | GA80U2006ABM | DRIVE 1/1.5 240V IP20 | AC Drives | 476.0465
4 | URS000258UL | BRAKING RESISTOR SINGLE UL | AC Drives | 330.6279
4 | ZBAA-GA50V2-1 | YASKAWA NEMA 1 TYPE ADAPTER KIT FOR GA500 | AC Drives | 57
4 | ZBAA-GA50V2-4 | YASKAWA NEMA 1 TYPE ADAPTER KIT FOR GA500 | AC Drives | 80.9535
3 | 900192121009 | NEMA 1 KIT | AC Drives | 261.2791
3 | CFW110024T4ON1Z | DRIVE 15HP/12.5HP 380-480V 24A | AC Drives | 1287.2558
3 | CFW700D70P5T4DB | DRIVE 50/40 380-480V 70A | AC Drives | 2963.4419
3 | URS000241UL | BRAKING RESISTOR SINGLE UL | AC Drives | 135.2791
3 | UUX001686 | TYPE 1 ADAPTOR FOR CONVERTER | AC Drives | 188.1163
3 | UUX001688 | TYPE 1 ADAPTER FOR LINK CHOKE | AC Drives | 357.4884
3 | ZBAA-GA50V-7-1 | YASKAWA NEMA 1 TYPE ADAPTER KIT FOR GA500 | AC Drives | 88.6628
2 | 05P006200045 | REACTOR 1.2MH | AC Drives | 273.3023
2 | CFW500C07P0T5D* | CFW500C07P0T5DB20, WEG VFD | AC Drives | 600.907
2 | CIMRJU2A0010BAA | DRIVE 2HP 230V OPEN | AC Drives | 171.8837
2 | CIMRPU4A0007FAA | DRIVE 4HP 460V | AC Drives | 657.8953
2 | CIMRVUBA0002FAA | DRIVE 1/4HP 240V 1P 1.9A | AC Drives | 177.186
2 | ETHERNETIP05 | ETHERNET/IP MODULE | AC Drives | 402.2674
2 | G8C5B040PR | GA800 480V 40A UL TYPE 12 | AC Drives | 5819.7326
2 | URS000258 | BRAKING RESISTOR | AC Drives | 256.3953
1 | 64691473 | KEYPAD FOR ACS355/3AUA # | AC Drives | 87.2093
1 | 05P006200048 | LINE REACTOR | AC Drives | 394.5349
1 | 300-093-125 | YASKAWA IGBT 7MBR50XPE120-50 1200V 50A | AC Drives | 106.9535
1 | 3AUA0000049479 | DRIVE 15HP 208V NEMA 1 ABB | AC Drives | 718.0233
1 | ACS31003U13A84+ | VFD 3PH 480VAC 13.8OA 40*C | AC Drives | 638.7907
1 | ACS35503U02A42 | AC DRIVE 3.4 AMPS 240 VOLTS, 3 | AC Drives | 166.9186
1 | ACS380040S03A71 | DRIVE 3/4HP 230V 1PH 3.7A IP20 | AC Drives | 212.3023
1 | ACS380040S07A24 | DRIVE 4HP 480V 7.2A IP20 | AC Drives | 374.6512
1 | ACS380040S09A44 | DRIVE 5HP 480V 9.4A IP20 | AC Drives | 408.6628
1 | ACS380040S09A82 | ACS380-040S-09A8-2. ABB. ACS380 AC Drive, 3/240V In, 3HP, 9.3A, Type OPEN | AC Drives | 348.8372
1 | ACSAPS | CONTROL PANEL, STANDARD | AC Drives | 83.7209
1 | CFW110007T4ON1Z | DRIVE 5/3HP 380-480V 7A | AC Drives | 736.5581
1 | CFW110038T4ON1Z | DRIVE 25/20HP 380-480V 38A | AC Drives | 1850
1 | CFW300A06P0S1NB | DRIVE 1.5HP 6A WEG | AC Drives | 238.7558
1 | CFW320A04P2S1NB20 | WEG - CFW320 AC Drive, 115-120VAC 1-Phase Input, 240VAC 3-Phase Output, 1HP, 4.2A, IP20 Enclosure | AC Drives | 406.9767
1 | CFW500C03P0T5D* | CFW500C03P0T5DB20 WEG VFD | AC Drives | 449.2674
1 | CFW500C10P0T5D* | CFW500C10P0T5DB20, WEG VFD | AC Drives | 763.3721
1 | CFW500C12P0T5D* | CFW500C12P0T5DB20, WEG VFD | AC Drives | 853.7907
1 | CFW500D28P0T2D* | DRIVE 230V 10HP 28A IP20 GEN2 | AC Drives | 836.8488
1 | CIMRAU4A0007FAA | DRIVE 4/3HP 6.9/5.5A 480V | AC Drives | 541.686
1 | CIMRPU4A0002FAA | DRIVE 1HP 460V | AC Drives | 483.8372
1 | CIMR-VU2A0056GAA | YASKAWA DRIVE, 20 HP (ND), 15 HP (HD), NEMA 4X IP66, 56 AMPS (ND), 47 AMPS (HD) 240 VOLTS, V1000, 3 PHASE | AC Drives | 1133.3721
1 | CIMR-VU4A0038FAA | YASKAWA DRIVE, 25 HP (ND), 20 HP (HD), NEMA 1, 38 AMPS (ND), 31.7 AMPS (HD) 480 VOLTS, V1000, 3 PHASE | AC Drives | 1321.0465
1 | FP65U4021FAA | FP65U4021FAA | AC Drives | 2340.6744
1 | FRF82000490E3N6 | 15/20HP 240V 3 PH MITSUBISHI | AC Drives | 1426.0465
1 | FRF8205VAC | MITSUBISHI 5HP, 230VAC NEMA 1 | AC Drives | 1392.4884
1 | GA80U2010ABM | DRIVE 2/3HP 240V IP20 | AC Drives | 604.6047
1 | GA80U2021ABM | DRIVE 7.5/5HP 240V 22/17.5A | AC Drives | 1097.8953
1 | GA80U4140ABM | YASKAWA DRIVE, 100 HP (ND), 140 HP (HD), IP20, 75 AMPS (ND), 112 AMPS (HD)480 VOLTS, GA800 | AC Drives | 6103.6744
1 | LSLV0008H1002CO | DRIVE 1HP 240V IP20 8AMP | AC Drives | 347.1279
1 | SIJ3 | OPTION KIT N2 P1 PQ1000 | AC Drives | 144.0698
1 | SK2402 | 15HP DRIVE, 460V | AC Drives | 1058.4302
1 | UOP000018 | NEMA 3R OUTDOOR MOUNTING KIT | AC Drives | 169.8372
1 | URX000426 | Input / Output Reactor | AC Drives | 498.1628
1 | ZBAAGA50V71 | YASKAWA NEMA 1 TYPE ADAPTER KIT FOR GA500 | AC Drives | 73.6047
3 | 44U36T | ADAPTOR BASE | Bases | 50.8953
2 | 25U21T | ADAPTOR BASE | Bases | 57.0698
1 | 36US324TS | ADAPTOR BASE 364US TO 324TS | Bases | 205.814
1 | 707WC | SLIDE BASE, AUTOMATIC | Bases | 11.6279
97 | WMZS1D06 | BREAKER 6 AMP 1 POLE 277 VOLTS | Breakers | 8.8372
46 | FAZC7/1NASP | CIRCUIT BREAKER, 7A, 1 POLE | Breakers | 11.6279
32 | FAZC15/3NA | BREAKER 5 AMPS 3 POLE | Breakers | 34.8837
31 | FAZC40/3NA | CIRCUIT BREAKER, 40AMPS 3 POLE | Breakers | 34.8837
29 | FAZC25/3NA | CIRUIT BREAKER, 3 POLE, 25A | Breakers | 38.3488
29 | FAZC30/1NASP | BREAKER 30A, 1 POLE | Breakers | 11.8605
26 | FAZD6/3NA | BREAKER 3POLE | Breakers | 34.8837
24 | FAZC10/2NA | BREAKER 10A 2P | Breakers | 25.8605
23 | FAZC20/3NA | CIRCUIT BREAKER, 20A, 3 POLE | Breakers | 38.4767
20 | 0626043763 | BK63HU 1P C20A 10kA 227VAC UL489 | Breakers | 8.7209
20 | 0627057763 | BK63H 2P C15A 10kA 240VAC UL1077 | Breakers | 7.9535
20 | 0628036963 | BK63HU 3P C50A 10kA 240VAC UL489 | Breakers | 40.3488
20 | FAZD7/2NA | BREAKER 2P, 7A | Breakers | 24.907
18 | FAZC5/2NA | BREAKER 5A 2P | Breakers | 24.907
17 | FAZC10/3NA | CIRCUIT BREAKER, 3 POLE, 10A | Breakers | 34.8837
17 | FAZC15/2NA | BREAKER 15A 2P | Breakers | 29.186
15 | FAZD2/2NA | CIRCUIT BREAKER 2A, 2 POLE | Breakers | 26.3837
15 | FAZD2/3NA | CIRCUIT BREAKER 2A, 3 POLE | Breakers | 39.8721
14 | LTFSLFPSJ603ID | LFPSJ603.ZXID 60 AMP | Breakers | 48.6163
9 | FAZD3/3NA | BREAKER 3A 3P | Breakers | 34.9186
8 | FAZD2/1NASP | BREAKER, 1P, 2A, TRIP CURVE D | Breakers | 12.9767
7 | FAZC7/1SP | CIRCUIT BREAKER, 7 AMP, 1 POLE | Breakers | 11.2558
6 | FAZC40/1NASP | BREAKER 40A 1P | Breakers | 11.6279
5 | FAZC3/1SP | CIRCUIT BREAKER, 3 AMP,1 POLE | Breakers | 12.814
3 | FAZC8/2NA | BREAKER 2P 8A C CURVE | Breakers | 32.7442
2 | FAZC15/1NASP | BREAKER, 1 POLE, 15A | Breakers | 13.2209
2 | FAZC25/2NA | BREAKER 2P 25A C CURVE | Breakers | 32.7442
1 | CHT2020 | BREAKER, 20 AMP 2 POLE | Breakers | 83.7674
1 | UBW225HFTU1253A | CIRCUIT BREAKER 125A 3P 600V | Breakers | 367.5581
1 | UBW225N-FTU15-3A | WEG MOLDED CASE CIRCUIT BRELAER, 15AMPS, 35KA. | Breakers | 168.5698
306 | SDR24048 | DIN RAIL POWER SUPPLY 48VDC | DC Drives | 57.5814
2 | 174311.00 | LEESON DC SCR SPEED CONTROL OPEN CHASSIS 1PH .125-1HP/.25-2HP 115/230V | DC Drives | 112.6395
4 | HS35R5000H4P7 | DYNAPAR, 5000 PPR, 1" BORE, 10 PIN CONNECTOR, 5-26V VOLTS , HS35 | Encoder | 613.9535
2 | HS2010248X4BX11 | ENCODER, 1024 PPR, SPECIAL | Encoder | 501.7674
2 | HS35AY1CDU1EA000 | A736, AVTRON, 1024 PPR, 5/8" BORE, 10-PIN CONNECTOR, 5-28 VDC VOLTS | Encoder | 581.3953
1 | DR21R-08 | ENCODER PRODUCTS MSD0305A000 DR21R-08 2000CPR 4 POLE 12MM 1.812" | Encoder | 745.9767
1 | ECHSD38-D | WEG, 1024 PPR, 0.625" BORE, CONNECTOR, 5-26V VOLTS , HSD38 DYNAPAR ENCODER FOR VECTOR DUTY | Encoder | 656.2326
1 | H209921B-600 | ENCODER 600PPR ENCODER TECH | Encoder | 390.2674
23 | 0451AF | BODINE 0451AF | Gear Box | 373.7558
14 | W520508300 | GEAR REDUCER BRAVO W/BASE | Gear Box | 202.7442
10 | APY50 | BAUMER APY50 | Gear Box | 1331.3953
9 | 3304AC | BODINE 3304AC | Gear Box | 371.8605
5 | 1058AD | BODINE 1058AD | Gear Box | 429.593
2 | SK32100LP/4 | GEARMOTOR, 3HP, 26.57:1, 460 | Gear Box | 1158.5814
1 | 0651XB | BODINE 0651XB | Gear Box | 465.0465
1 | AMPH90SAA2 | LAFERT AMPH90SAA2 | Gear Box | 695.3605
1 | DTMQ818500R556 | REDUCER 500:1 56C INPUT | Gear Box | 1411.4302
1 | GR-WTXM-7.182-56C-56C | GROVE GEAR, WORM, RATIO, 56C INPUT FRAME, 7.182:1 RATIO | Gear Box | 465.1163
1 | SK90421AZN250TC | GEARBOX HELI-BVL W/ADAPT | Gear Box | 3499.1977
750 | ATC3 | FUSE 3A 32VDC FAST BLADE | General Controls | 0.26744
322 | ATC4 | FUSE 4A 32VDC FAST BLADE | General Controls | 0.26744
250 | ATC15 | FUSE 15A 32VDC FAST BLADE | General Controls | 0.26744
250 | ATC5 | FUSE 5A 32VDC FAST BLADE | General Controls | 0.26744
150 | ATC10 | FUSE 10A 32VDC FAST BLADE | General Controls | 0.26744
122 | LTFSCCMR007 | TIME FUSE DELAY, 7A | General Controls | 5.814
102 | FAZD16/3NA | BREAKER 16A 3P 240V | General Controls | 41.4884
92 | WMZS2D04 | BREAKER 4A 2P 460V | General Controls | 20.3837
83 | M22SDDLMGR | PUSHBUTTON 2-ELEMENT RED/GREEN | General Controls | 13.686
63 | E98TSCN | COVER SWITCH | General Controls | 6.9186
55 | LTFSCCMR004 | FUSE, TIME DELAY, 4A | General Controls | 5.814
54 | LTFSCCMR012 | TIME DELAY FUSE, 12A | General Controls | 5.814
50 | ATC30 | FUSE 30A 32VDC FAST BLADE | General Controls | 0.26744
38 | LTFSLPSC003 | LPSC0003Z, 3 POLE, 30A, FUSE H | General Controls | 16.4419
30 | LTFSLFJ601003CI | 600V CLASS J BLOCK, 100A | General Controls | 36.1977
30 | M22MDLG | ILL MOM PB MET BZL FLASH GR | General Controls | 9.0814
30 | SHC1022 | STRAIN RELEIF | General Controls | 13.4419
29 | 5262 | SEAL RING CONNECTOR | General Controls | 2.686
28 | LTFSJTD080ID | TIME DELAY FUSE W/IND, 80A | General Controls | 27.2907
27 | LTFSLFJ60100FBC | FUSE HOLDER, 100A | General Controls | 4.1977
27 | SMFH51 | HEATER ELEMENT 14.0 - 15.0 AMP | General Controls | 15.5116
25 | M22K01 | CONTACT BLOCK N/C 216378 K-M | General Controls | 4.8256
24 | FAZC3/2NA | BREAKER 29 3A C CURVE | General Controls | 23.2558
21 | E9801 | BOX SWITCH | General Controls | 18.3256
18 | LTFSCCMR003 | TIME DELAY FUSE, 3A | General Controls | 5.814
15 | 8210G095 24/DC | 24VDC, BRASS SAFETY VALVE | General Controls | 164.4186
15 | XTCEXSCC11 | CONTACTOR 1NO1NC | General Controls | 4.6047
12 | FAZC4/1NASP | BREAKER 4A 1P | General Controls | 16.7209
11 | 8-2000-PR02 | Framo Actuator | General Controls | 1866.1395
11 | FAZC40/2NA | BREAKER 40A 2P | General Controls | 23.7209
10 | 14050632 | HANDLE WITH SHAFT 12.6 INCHES | General Controls | 11.1279
10 | 705104700 | LS Electric - Manual Motor Starter, 17A, (11-17A), 32F, High Breaking Capacity, Overload & Instantaneous Protection | General Controls | 36.8372
10 | 53911941001 | LS Electric - MMS-32H Motor Starter Enclosure, IP55 Protection (Black Handle with Gray Background) | General Controls | 14.0698
10 | FAZC2/1NASP | EATON FA2-C2/1-NA-SP C BREAKER | General Controls | 13.4884
9 | FAZC20/1NASP | BREAKER 20A 1P | General Controls | 13.3721
9 | FAZD6/1NASP | BREAKER 6A 1P 277V | General Controls | 11.9767
9 | FLM2 | FUSE, TIME DELAY, 2 AMP | General Controls | 3.1744
9 | LTFSCCMR010 | TIME DELAY FUSE, 10A | General Controls | 5.814
8 | D2PAL | CONTROL RELAY SOCKET | General Controls | 14.593
8 | FAZC1/1NASP | BREAKER 1A 1P | General Controls | 13.5581
8 | LTFSCCMR030 | FUSE 30A | General Controls | 5.814
8 | MPW40-3-U025 | WEG MOTOR PROTECTOR, 20 - 25 AMPS, 3 POLE, MPW40 | General Controls | 58.1395
7 | M22WKVK10 | SELECTOR SWITCH | General Controls | 10.2209
6 | FAZC30/2NA | BREAKER 2P 30A | General Controls | 24.907
6 | MC32A3011K7SE | CONTACTOR IEC 32A | General Controls | 25.6512
6 | MPW40-3-D063 | WEG MOTOR PROTECTOR, 4 - 6.3 AMPS, 3 POLE, MPW40 | General Controls | 49.7035
5 | CFW500CEMBTCP | COMMUNICATION MODULE | General Controls | 235
5 | H230B | CONTACTOR 2POLE 30A 120V COIL | General Controls | 12.0349
5 | H230C | H230C | General Controls | 12.2442
5 | LTFSCCRM008 | TIME DELAY FUSE,8A | General Controls | 6.1395
5 | MPW403U020 | WEG MOTOR PROTECTOR, 16 - 20 AMPS, 3 POLE, MPW40 | General Controls | 59.8605
5 | RW272D3U008 | OVERLOAD RELAY 5.6-8.0AMPS | General Controls | 25.3488
5 | XS-1C | KLRK XS-1C HAZ LOC COVER | General Controls | 162.5814
4 | ECX09B1AAAJ | STARTER 6.0-10.00 | General Controls | 107.0145
4 | MPW40-3-D025 | WEG MOTOR PROTECTOR, 1.6 - 2.5 AMPS, 3 POLE, MPW40 | General Controls | 49.6977
4 | MPW40-3-U032 | WEG MOTOR PROTECTOR, 25 - 32 AMPS, 3 POLE, MPW40 | General Controls | 76.186
4 | RCP-35/440V | WEG CAPACITOR, RUN 35UF 440 VOLTS | General Controls | 11.0581
4 | UMBW-4C1-4 | MINI CIRCUIT BREAKER | General Controls | 19.2326
3 | 003024.04 | LEESON CAPACITOR, START, 600 MFD, 115 VOLTS | General Controls | 16.9302
3 | 54UL1040 | Power Distribution Block, 1-POLE, 600V, 380A, (1) #2-500KCMIL AWG, LOAD: (6) #14-8 AWG, 100K SCCR, 4.5"H X 2.125"W X 2.61"D | General Controls | 47.5465
3 | CMDS015 | MOTORPOWER CABLE 15' 810719-15 | General Controls | 120.9651
3 | EFDB175UM1 | E-STOP, RED, CL1DIV1 | General Controls | 388.8023
3 | FAZD13/2NA | BREAKER 13A 2P | General Controls | 26.5
3 | FAZD5/2NA | BREAKER 5A 2P | General Controls | 26.7558
3 | FM3E | FM-3E,PROGRAM MODULE 960495-02 | General Controls | 1039.8256
3 | H340C | H340C | General Controls | 30.2791
3 | H360C | H360C | General Controls | 75.1047
3 | MD41000000 | MDS DRIVE MODULE, 10A CONT | General Controls | 2310.4884
3 | MPW803U065 | WEG MOTOR PROTECTOR, 50 - 65 AMPS, 3 POLE, MPW80 | General Controls | 137.8605
2 | 37952439 | KIT, TEMPERATURE SENSOR | General Controls | 161.6279
2 | DTN15959 | ENCLOSURE, EL 42H X36W X 12D | General Controls | 497.686
2 | DTN15960 | ENCLOSURE, EL 42H 36W X 12D | General Controls | 497.686
2 | E57LAL30A2 | PROXIMITY SWITCH 30MM | General Controls | 177.7674
2 | H330B | H330B | General Controls | 18.8605
2 | H350B | H350B | General Controls | 35.5581
2 | LC1D50AM7 | STANDARD ELECTRIC SUPPLY EVERLINK TESYS D LEC CONTACTOR, 13/16 VA, 40, 220, 220/690 VAC, 300 VDC | General Controls | 118.4884
2 | M22K10 | CONTACT BLOCK N/O 216376 K-M | General Controls | 4.6512
2 | M22SWKVK10 | SELECTOR SWITCH, 2-POS. | General Controls | 8.3372
2 | MPW100-3-U075 | WEG MOTOR PROTECTOR, 55 - 75 AMPS, 3 POLE, MPW100 | General Controls | 206.4651
2 | MPW40-3-U020 | WEG MOTOR PROTECTOR, 16 - 20 AMPS, 3 POLE, MPW40 | General Controls | 46.5116
2 | PESWS-B9V24AX-RM60 | WEG ENCLOSED STARTED, 1 1/2HP, SINGLE PHASE | General Controls | 78.5814
2 | UFCS015 | MOTOR FEEDBACK CABLE 15FT | General Controls | 159.8837
1 | 2032952 | $180 EVALUATION FEE | General Controls | 209.3023
1 | A776 | ENCODER 2048 PPR TYPE | General Controls | 732.2326
1 | CTN22712 | ENCLOSURE 10H X 8W X 6D NEMA1 | General Controls | 199.3256
1 | DTN15878 | ENCLOSURE, EL 40H X 24W X12D | General Controls | 589.2558
1 | DTN18872 | ENCLOSURE, EL 24H X 24W X16D | General Controls | 310.9535
1 | DTN22801 | ENCLOSURE, EL 30H X 24W X20D | General Controls | 453.4186
1 | DTN22846 | ENCLOSURE, EL 36H X 24W X 12D | General Controls | 340.3023
1 | ECX09G4AAAMS29 | ENCLOSED STARTER NEMA 4 | General Controls | 222.1512
1 | EHC6UBW225 | ROTARY HANDLE MECHANISM 6 INCH | General Controls | 92.7791
1 | FAZD30/2NA | BREAKER 30A 2P | General Controls | 30.2326
1 | H330C | H330C | General Controls | 16.3372
1 | H340A | CONTACTOR 3POLE 40A 24V COIL | General Controls | 22.4535
1 | MPW403U004 | WEG MOTOR PROTECTOR, 2.5 - 4 AMPS, 3 POLE, MPW40 | General Controls | 49.6977
1 | MPW403U040 | WEG MOTOR PROTECTOR, 32 - 40 AMPS, 3 POLE, MPW40 | General Controls | 90.6977
1 | MPW65-3-U050 | WEG MOTOR PROTECTOR, 40 - 50 AMPS, 3 POLE, MPW65 | General Controls | 98.093
1 | SCE-24EL2016LP | SAGINAW ENCLOSURE, 24"H X 20"W X 16"D | General Controls | 203.8023
1 | SSW900B0061T5E2 | SOFT STARTER 50HP 61A 460V 3PH | General Controls | 1027.1047
1 | STI24IO | IO SCREW TERM INTER #960301-11 | General Controls | 126.9767
1 | Z09506PHGF09111 | 950 TE1200RI6800 2300SQ3P | Med Volt Motors | 56511.6279
208 | AS32X5/8 | PULLEY STEEL SHEAVE DRILL TAP | Misc Sales Items | 8.3488
27 | 152KR100 | DIODE, 1000V, 150A, R, CERAMIC | Misc Sales Items | 106.4302
26 | 152K100 | DIODE, 1000V, 150A, CERAMIC | Misc Sales Items | 106.4302
14 | FNQR20 | BUSSMAN 20A 600V | Misc Sales Items | 14.814
13 | ELE0010336 | 30 Amp 12V Auto Reset Circuit Breaker, 46954 | Misc Sales Items | 14.5796
13 | GE282X2 | BRUSH(0.375+0.375)X1.5X3.125 | Misc Sales Items | 30.6279
12 | FM0022 | BRUSH | Misc Sales Items | 12.6512
10 | 1323000700 | MT-12 2.1A 3K SCREW | Misc Sales Items | 16.1279
10 | LTFSKLDRO20 | LITTLE FUSE 20 AMP 600V | Misc Sales Items | 8.9535
10 | TMCX075A | CL1DV1 3/4 IN TERMINAL CONNECT | Misc Sales Items | 88.2093
9 | RCP-40/250V | WEG CAPACITOR, RUN 40UF 250 VOLTS | Misc Sales Items | 13.2326
8 | 36A164456AAP12 | BRUSH 2-1/8 X 5/8 | Misc Sales Items | 40.4651
8 | S7501 | SWITCH,STATIONARY,204,5/16" | Misc Sales Items | 16.3605
6 | 003008.06 | LEESON CAPACITOR, START, 1080-1296 MFD, 125 VOLTS, CIRCLE, 2.06" X 4.38"H - DIAMETER | Misc Sales Items | 28.6395
6 | GE215 | BRUSH, MERSEN | Misc Sales Items | 15.3721
6 | RCP-60/400V | WEG CAPACITOR, RUN 60UF 400 VOLTS | Misc Sales Items | 10.3488
6 | S7502 | SWITCH,STATIONARY,204,5/16" | Misc Sales Items | 22.5116
6 | SGR1.125NEMA | SHAFT GROUNDING KIT 182T/184T | Misc Sales Items | 122.093
5 | 1317000500 | MC-12A AC120V 50/60HZ | Misc Sales Items | 11.3023
5 | 24X327930-G3 | RESILIENT RING KIT 2 1/2 IN | Misc Sales Items | 6.8953
5 | 459A | 265 CFM CENTIFUGAL BLOWER | Misc Sales Items | 48.8953
5 | SCE-1816PC | SAGINAW POLYCARBONATE ENCLOSURE, 18"H X 16"W | Misc Sales Items | 168.2093
5 | SCE-18P16PC | SAGINAW SUBPANEL, 16.88"H X 14.88"W | Misc Sales Items | 24.6628
4 | 003049.04 | LEESON CAPACITOR, START, 351-430 MFD, 250 VOLTS, CIRCLE, 2.56" X 4.38"H - DIAMETER | Misc Sales Items | 33.6977
4 | 169025 | FAN | Misc Sales Items | 1.9535
4 | 61044793 | BRUSH, NATIONAL | Misc Sales Items | 28.314
4 | 36A167401AAP07 | BRUSH, MORGAN AM&T | Misc Sales Items | 24.9186
4 | 540F | CAPACITOR, START, 540 MFD, 165 VOLTS | Misc Sales Items | 6.907
4 | 976B493P1 | FAN | Misc Sales Items | 2.3256
4 | A104 | RESILIENT RING KIT | Misc Sales Items | 8.8256
4 | CSW1802102P | ROTATING SWITCH | Misc Sales Items | 36.686
4 | EC1216C06SP | CAPACITOR | Misc Sales Items | 38.9884
4 | RELE505X7 | BRUSH | Misc Sales Items | 30.1279
4 | V100CH | COLLECTION SHOE | Misc Sales Items | 23.2558
3 | 003014.08 | LEESON CAPACITOR, RUN, 30 MFD, 240 VOLTS | Misc Sales Items | 11.5698
3 | 31407C2110205 | FAN COVER ROLLED STEEL 180T FRAME | Misc Sales Items | 60.0814
3 | ATMR2 | FUSE 2 AMP | Misc Sales Items | 10.6395
3 | BCKE316WNDEW22 | ODE CAP FOR BALL BEARING | Misc Sales Items | 120.7907
3 | S7001 | SWITCH,STATIONARY,203,1/4" | Misc Sales Items | 13.6977
3 | WP2 | CWD 1G COVER | Misc Sales Items | 47.0233
2 | 003569.01 | LEESON FAN, EXTERIOR, SINGLE FLAT HUB | Misc Sales Items | 2.093
2 | 9136574 | MARATHON, FAN, 1.386 ID, 7.00 OD, D-67154 | Misc Sales Items | 16.9302
2 | 35103857 | CAPACITOR, 860-1032 125V START | Misc Sales Items | 16.8372
2 | 1814T | 1814T | Misc Sales Items | 31.093
2 | 189D | CAPACITOR 189MFD 330V START | Misc Sales Items | 8.1163
2 | 2904-20 | MILWAUKEE TOOL, 1/2" Hammer Drill/Driver | Misc Sales Items | 189.5349
2 | 2BK34H | 3.55" OD, 2-GROOVE, B-BELT SHEAVE | Misc Sales Items | 40.6977
2 | SGR0.875NEMA | SHAFT GROUNDING KIT 143T/145T | Misc Sales Items | 115.1395
2 | SGR1.375NEMA | SHAFT GROUNDING KIT 213T/215T | Misc Sales Items | 129.7674
2 | VK36-3 | SCHAEFER 36" VERSA-KOOL CIRCULATION FAN, YOKE MOUNT, 3 PHASE | Misc Sales Items | 406.9767
1 | 002808.01 | LEESON SWITCH, STATIONARY | Misc Sales Items | 37.1512
1 | 003025.25 | LEESON CAPACITOR, START, 270-324 MFD, 250 VOLTS, CIRCLE, 2.06" X 4.38"H - DIAMETER | Misc Sales Items | 28.3372
1 | 003050.16 | LEESON CAPACITOR, RUN, 100 MFD, 370 VOLTS | Misc Sales Items | 39.9884
1 | 17630100 | ENCODER COVER | Misc Sales Items | 60.4651
1 | 1TDR9 | BLOWER MOTOR 1600 115 1.28A | Misc Sales Items | 154.4767
1 | 2821-20 | MILWAUKEE TOOL, M18 FUEL, SAWZALL RECIP SAW | Misc Sales Items | 184.8837
1 | 2BK40H | 2BK40H 2 Groove 3.95 OD sheave | Misc Sales Items | 40.6977
1 | 35FH4005A84SP | FAN GUARD | Misc Sales Items | 13
1 | 35FN3002A04SP | FAN | Misc Sales Items | 36.3721
1 | 800123000R | ABB RESOLVER, 2400HZ, 26V | Misc Sales Items | 2441.8605
1 | A687 | ENCODER 1024PPR 5/8 BORE | Misc Sales Items | 540.7907
1 | A794 | ENCODER KIT. 1024 PPR, TEBC | Misc Sales Items | 1414.5581
1 | BK25X5/8 | Fixed Pitch Pulley, 1 Groove(s), 2.5 Inch Diameter, .625 inch Finished Bore, | Misc Sales Items | 11.6279
1 | BK40-7/8 | MASTERDRIVE PULLEY, 3.95" OD X 7/8" BORE | Misc Sales Items | 17.5233
1 | BK60H | Masterdrive 5.75" O.D. 4L/5L pulley | Misc Sales Items | 19.8372
1 | ETC750003044M | DRIVE BOARD | Misc Sales Items | 209.0233
1 | FLCE180UBCW22 | C-FACE, 180 FRAME, W22 | Misc Sales Items | 77.0465
1 | FS2280124B | C3FILTER,400V,24A,V1000 | Misc Sales Items | 156.2791
1 | HB-RBM121 | HB-RBM121 | Misc Sales Items | 52.7442
1 | KIT 180CF4.5-1 | TEFC CFACE 182-4T TFL TFR TFS | Misc Sales Items | 70.2093
1 | KIT360TCFS | TEFC CFACE 364-5TFR | Misc Sales Items | 435.4419
1 | PRC25 | CAPACITOR, 25UF/MFD 370V | Misc Sales Items | 3.4651
1 | S-200 | PUMP SEAL,SHAFT,MEYER QP | Misc Sales Items | 3.7209
1 | STUBSHAFTCTEFC | STUB SHAFT 5/8 DIAMETER | Misc Sales Items | 106.6047
6 | MC-40A | LS ELECTRIC CONTACTOR | New Product | 83.0814
2 | BPR4-12 | AMI BEARING PILLOW BLOCK - 3/4" | New Product | 25.3953
1 | 15012ET3G447T-W22 | WEG refurbished 150HP, TEFC, 1200RPM, 460 VOLTS, 3 PHASE, 445/7T FRAME, FOOTED, PREMIUM EFFICIENCY, SEVERE DUTY | New Product | 4651.1628
1 | 1VL30 X 5/8 | MAUREY VP PULLEY | New Product | 10.6512
1 | 34G161-4963G1 | BALDOR SPEC# 34G161-4963G1 | New Product | 339.5349
1 | 7802-MD | P&S 30 amp, On/Off switch | New Product | 40.9884
2 | 20PMD1WP | SJE 20' 120volt Float switch w/plug, p/n 1002727 | Pumps | 61.7558
1 | 15DFMMD1WP | SJE Double Float, 115 volt, 15' cord | Pumps | 136.4535
1 | 15PMD2WP | SJE Float Switch, 230 volt, 15' cord with plug | Pumps | 46.5116
12 | 57010018 | 3P RM MIDGET FUSE HLDER NO LED | Switchgear | 11.8721
12 | 57050003 | Fuse Holder, CLASS CC, 30AMP, 600V, 3 POLE | Switchgear | 21.186
10 | 22003002 | Disconnect Switch,UL508A, 3 POLE, NON- FUSIBLE, 30 AMP | Switchgear | 26.4767
9 | 14010532 | Socomec shaft, 320mm length, 5 x 5mm. For use with S1 type handles | Switchgear | 9.686
5 | 22990001 | NO/NC - SIRCO M AUX. CONTACT | Switchgear | 16.9767
5 | 38613010 | 100A 3P UL J&L DISCNT SWITCH | Switchgear | 211.8721
5 | 39990701 | N0 - FUSERBLOC AUX. CONTACT | Switchgear | 7.5698
4 | 22003010 | Disconnect Switch, UL98, 3 POLE, NON-FUSIBLE, 100 AMP | Switchgear | 80.6744
4 | 22143503 | Disconnect Switch, ENCLOSED, POLYCARBONATE, 3 POLE, NON-FUSIBLE, 30 AMP | Switchgear | 75.4302
3 | 37103004 | 30A CD 3P UL J&L DISCNT SWITCH | Switchgear | 105.5698
2 | 27990021 | Disconnect Auxillary Contact, N0/NC-SIRCO UL 98 | Switchgear | 11.2093
2 | 39543020 | 3PH - 100 TO 200A LUG 3PK | Switchgear | 22.3953
1 | 22243506 | Disconnect Switch, ENCLOSED, POLYCARBONATE, 3 POLE, NON-FUSIBLE, 60 AMP | Switchgear | 110.1628
1 | 37299002 | FLANGE HANDLE | Switchgear | 110.8372
1 | 37299903 | CABLE FLANGE MEHANISM | Switchgear | 115.3605
1 | 37299993 | CABLE, LENGTH - 60" | Switchgear | 156.8256
1 | 38513038 | 400A 3P UL J&L DISCNT SWITCH | Switchgear | 787.8721
1 | 38613020 | 200A 3P UL J&L DISCNT SWITCH | Switchgear | 584.314
1 | 30VC3A03 | 30A 3P NEMA 4X DISCNT SWIT-CC | Switchgear | 360.7674
40 | S10N06P51P | TRANSFORMER, 500VA, 120X240 | Transformers | 110.3837
18 | C0100E2A | TRANSFORMER 230/460VP-115/230S | Transformers | 61.9186
18 | C2000K2A | TRANSFORMER 2000VA MTK C-H | Transformers | 395.1395
11 | E500TF | TRANSFORMER 500VA 416P/120S | Transformers | 228.7558
8 | E750TF | TRANSFORMER 750VA 416P/120S | Transformers | 288.3023
6 | E500 | 500VA TRANSFORMER 230/460P 115 | Transformers | 110.4186
3 | C1500K2A | TRANSFORMER 1.5KVA 480/120 1PH | Transformers | 282.5581
2 | E150TF | TRANSFORMER, 150 VA | Transformers | 95.3488
2 | E350WB | TRANSFORMER, 350 VA, 480P,120S | Transformers | 127.7674
2 | HS5F7.5AS | 7.5KVA 480VJP/220-120VSEC | Transformers | 484.4419
1 | 566317400 | SPRING KIT FOR VERTICAL MOUNT | Transformers | 163.7791
1 | E250TC | TRANSFORMER | Transformers | 143.9186
1 | E750WB | TRANSFORMER, 750 VA,480P 120VS | Transformers | 140.5233
1 | HS19F500B | 500VA BUCK-BOOST TRANSFORMER | Transformers | 98.9651

## Parameters
Title: | Inventory Turnover (L&S)
Company: | LS Electric Production
Date: | 29 Apr 2025 12:32 PM GMT-06:00
Parameters
Item Class (Dynamic): | <Empty>
Inventory ID (Dynamic): | <Empty>
Include Inventory at Customer Warehouses (Dynamic): | FALSE
Warehouse (Dynamic): | <Empty>
Saved Filter
( INItemClass_ItemClassCD Starts With NWP- - And
TurnoverCalcItem_Formula21d463ac6f5743608c3f1577f921a5ab Is Less Than or Equal To 0 ( And
INSiteStatusSummary_Formula3ce463a8fccc43269eab856ff49266b5 Is Greater Than or Equal To 1 And